## Sheet1
TARGET_FID | Region | State | Borrower_Name | State_Tracking_Number | Type_of_Assistance | Supplemental_Appropriation | Latest_Agreement_Action | Initial_Agreement_Date | Initial_Agreement_Amount | Date_of_Latest_Agreement_Action | Current_Agreement_Amount | Hardship_Disadvantaged_Communit | Includes_Additional_Subsidy_ | Additional_Subsidy_Amount | Facility_Name | Project_Name | Project_Description | Population_Served_by_Project | Project_Start | Project_Completion_Date | id | Advanced_Treatment | CSO_Correction | Infiltration_Inflow_Correction | New_Collector_Sewers | New_Interceptors | Secondary_Treatment | Sewer_System_Rehabilitation | Energy_Efficiency | Renewable_Energy | Agricultural_BMPs | Brownfields | Ground_Water__Unknown_Source_ | Hydromodification_Habitat_Resto | Individual_Decentralized_Sewage | Land_Conservation | Sanitary_Landfills | Silviculture | Planning_and_Assessments | Gray_Infrastructure | Green_Infrastructure | Water_Efficiency | Nature_Based | Gray | location_final | Latitude | Longitude | score | Basin
1 | Region 2 | New Jersey | Atlantic City Municipal Utilities Authority | 340439-04 | Loan | 2023 BIL General Supplemental | Initial Agreement | 2023-06-30 | 1955044 | 2023-06-30 | 1955044 | Yes | No | 0 |  | Water Meter and MTU Replacement | Atlantic City Municipal Utilities Authority Project Number: S340439-04 The Atlantic City Municipal Utilities Authority (ACMUA): This project consists of a comprehensive water meter and meter transmission unit (MTU) replacement program that upgrades or replaces approximately six thousand five hundred (6,500) meters and MTUs throughout Atlantic City. The replacement program consists of 5/8", 3/4", and 1"- 4" meters. These exhibits pertain to the three contracts identified for this project; Contract 1 - Water Meter Purchase; Contract 2 - Equipment Purchase of Automated Meter Reading and Meter Transmission Units; and, Contract 3 - Force Account Labor Contract for the installation of the equipment purchased in Contracts 1 and 2. The installation of the equipment is being performed by the ACMUA staff. | 38500 | 2021-05-19 | 2023-06-30 | 0 | 0 | 0 | 0 | 0 | 0 | 0 | 0 | 0 | 0 | 0 | 0 | 0 | 0 | 0 | 0 | 0 | 0 | 0 | 0 | 0 | 1955044 | 0 | 1955044 | Atlantic City, New Jersey | 39.3606 | -74.4319 | 100
2 | Region 2 | New Jersey | Camden County MUA | 340640-33 | Loan | Not Applicable | Initial Agreement | 2023-06-30 | 15495049 | 2023-06-30 | 15495049 | No | No | 0 | DELAWARE #1 WATER POLLUTION CONTROL FACILITY | Bar Screen & Grit System Upgrades | The Camden County Municipal Utilities Authority (CCMUA) proposes to upgrade the preliminary treatment system in the building of the Preliminary Treatment Facility at the WPCF. The proposed project includes the replacement of the three existing coarse bar screen systems with three new fine bar screens, the replacement of three existing grit separator and washer systems with three new ones, and the replacement of the grit piping between grit pumps and new grit separator/washers. The proposed construction work will include mechanical and electrical demolition, mechanical and electrical new work, new instrumentation and control work, ventilation ductwork upgrade, structural work related to equipment installation, plumbing, and painting. | 507000 | 2023-06-30 | 2025-06-30 | 1 | 0 | 0 | 0 | 0 | 0 | 15495049 | 0 | 0 | 0 | 0 | 0 | 0 | 0 | 0 | 0 | 0 | 0 | 0 | 0 | 0 | 0 | 0 | 15495049 | Camden County, New Jersey | 39.8037 | -74.9599 | 100 | Yes
3 | Region 3 | Pennsylvania | Septic Program - 2023 | 99999 | Loan | Not Applicable | Initial Agreement | 2023-06-30 | 1931833 | 2023-06-30 | 1931833 | No | No | 0 |  | PHFA - Onlot Loans FY2022-2023 | PHFA - Onlot Loans | 86 |  |  | 2 | 0 | 0 | 0 | 0 | 0 | 0 | 0 | 0 | 0 | 0 | 0 | 0 | 0 | 1931833 | 0 | 0 | 0 | 0 | 0 | 0 | 0 | 0 | 1931833 | Pennsylvania | 40.8965 | -77.8388 | 78.75
4 | Region 2 | New Jersey | Newton Town | 340449-04 | Loan | Not Applicable | Initial Agreement | 2023-06-29 | 981835 | 2023-06-29 | 981835 | Yes | Yes | 981835 |  | Memory Park Drainage Improvements | The Town of Newton (Town) is pursuing financial assistance from the New Jersey Water Bank for improvements to the drainage at the Babe Ruth Baseball Field located in Memory Park (Park) within the central portion of Block 10.01, Lot 1, which is frequently saturated and unsuitable for play during the spring season due to poor drainage conditions. The existing Park contains six baseball/softball fields, of which the Babe Ruth Field is the only full-size 90-foot baseline baseball field, a playground, basketball courts, paved parking lot, a rain garden, and grassed open space utilized for picnicking. The proposed project improvements will utilize green infrastructure (GI) technology, including a rain garden and porous pavement, along with underground stormwater conveyance piping and the construction of a new concrete headwall and stormwater outfall to mitigate excess stormwater at the site, increasing the Park’s GI stormwater management capacity. The proposed green infrastructure improvements will improve conditions at the site by promoting natural stormwater recharge, thereby reducing tributary flow into the existing piped drainage system. In addition, they will improve water quality and hydraulic conditions ensuring a flow path for stormwater so that saturation of the Park is mitigated. | 7997 | 2023-06-21 | 2023-10-30 | 3 | 0 | 0 | 0 | 0 | 0 | 0 | 0 | 0 | 0 | 0 | 0 | 0 | 0 | 0 | 0 | 0 | 0 | 0 | 0 | 981835 | 0 | 981835 | 0 | Newton Town | 41.0429 | -74.6076 | 100
5 | Region 3 | Pennsylvania | Meadville Area Sewer Authority | 77107 | Loan | Not Applicable | Initial Agreement | 2023-06-29 | 1977500 | 2023-06-29 | 1977500 | Yes | Yes | 1977500 | MEADVILLE AREA STP | Meadville Area Sewer Authority - Wastewater Treatment Plant Upgrades | Two mechanical bar screens, eight raw wastewater pumps, ten blowers, new grit and grease equipment, a new ultraviolet disinfection system, a new sequencing batch reactor system, and a new back-up generator will be installed. The treatment facility’s roof will also be replaced as part of the project. The existing system serves 4,800 residential customers in the City of Meadville and West Mead Township with a median household income level below the state median household income level. Bulk service is furnished to portions of Vernon Township, Crawford County. User rates are expected to increase approximately 6 percent. Without the PENNVEST grant of $16,223,608, user rates would increase by approximately 27 percent. The PENNVEST low-interest loan funding will provide a grant-equivalent subsidy of approximately $9.3 million | 4800 | 2023-07-01 |  | 4 | 0 | 0 | 0 | 0 | 0 | 1977500 | 0 | 0 | 0 | 0 | 0 | 0 | 0 | 0 | 0 | 0 | 0 | 0 | 0 | 0 | 0 | 0 | 1977500 | Meadville, Pennsylvania | 41.6461 | -80.1472 | 100
6 | Region 3 | Pennsylvania | Meadville Area Sewer Authority | 71457 | Loan | 2022 BIL General Supplemental | Initial Agreement | 2023-06-29 | 26119500 | 2023-06-29 | 26119500 | Yes | Yes | 14660058 | MEADVILLE AREA STP | New Project | Two mechanical bar screens, eight raw wastewater pumps, ten blowers, new grit and grease equipment, a new ultraviolet disinfection system, a new sequencing batch reactor system, and a new back-up generator will be installed. The treatment facility’s roof will also be replaced as part of the project. The existing system serves 4,800 residential customers in the City of Meadville and West Mead Township with a median household income level below the state median household income level. Bulk service is furnished to portions of Vernon Township, Crawford County. User rates are expected to increase approximately 6 percent. Without the PENNVEST grant of $16,223,608, user rates would increase by approximately 27 percent. The PENNVEST low-interest loan funding will provide a grant-equivalent subsidy of approximately $9.3 million. | 4800 | 2023-07-01 |  | 5 | 0 | 0 | 0 | 0 | 0 | 26119500 | 0 | 0 | 0 | 0 | 0 | 0 | 0 | 0 | 0 | 0 | 0 | 0 | 0 | 0 | 0 | 0 | 26119500 | Meadville, Pennsylvania | 41.6461 | -80.1472 | 100
7 | Region 2 | New Jersey | Hackensack City | 340923-16 | Loan | American Recovery and Reinvestment Act (ARRA) | Initial Agreement | 2023-06-28 | 10856587 | 2023-06-28 | 10856587 | No | No | 0 | HACKENSACK CITY STP | Anderson Drainage Area Sewer Separation Efforts - Phase I | The City of Hackensack is pursuing financial assistance from the New Jersey Water Bank to install stormwater infrastructure that will facilitate combined sewer system (CSS) separation efforts and reduce adverse effects that result from combined sewer overflows. The project area includes the existing CSS located in West Railroad Avenue, Berdan Place, James Street, Berry Street, Stanley Place, First Street and Passaic Street. The combined sewer separation will reduce or eliminate infiltration and inflow, and reduce or eliminate sanitary sewer discharges to the receiving waters during rain events. Localized basement and street flooding will also be reduced or eliminated, and water quality will improve, resulting in a decrease in impacts to aquatic species and their habitats, as well as reduce threats to public health. | 43010 | 2023-06-14 | 2024-05-10 | 6 | 0 | 10856587 | 0 | 0 | 0 | 0 | 0 | 0 | 0 | 0 | 0 | 0 | 0 | 0 | 0 | 0 | 0 | 0 | 0 | 0 | 0 | 0 | 10856587 | Hackensack, New Jersey | 40.8813 | -74.0438 | 100
8 | Region 2 | New Jersey | Trenton City | 340416-14 | Loan | 2022 BIL General Supplemental | Amendment | 2023-06-27 | 5000994 | 2023-06-29 | 12443067 | Yes | Yes | 2000000 |  | Meter Replacement and AMI Project | The City of Trenton is pursuing financial assistance from the New Jersey Water Bank (NJWB) for the replacement of approximately 22,000 residential/commercial smart meters with Advanced Meter Reading and digital customer interface that allows the rate payer to monitor their own water use and set customized alerts for leak detection, thereby providing a notification when there is water usage that is unaccounted for on the user’s account. This project will allow the City of Trenton to monitor its water services more efficiently and will be more conservative. These exhibits authorize costs associated with the Phase 1 installation of +/- 12,500 AMI/AMR compatible cold-water service meters, Meter Interface Unit (MIUs), and accessories for numerous service locations throughout the Trenton Water Work’s distribution system in the Townships of Ewing and Hopewell, and may include portions of Hamilton, Mercer County, New Jersey. | 45000 | 2023-06-26 | 2025-09-15 | 7 | 0 | 0 | 0 | 0 | 0 | 0 | 0 | 12443067 | 0 | 0 | 0 | 0 | 0 | 0 | 0 | 0 | 0 | 0 | 0 | 0 | 0 | 0 | 12443067 | Trenton, New Jersey | 40.2206 | -74.7597 | 100 | Yes
9 | Region 3 | Pennsylvania | Stormwater Authority of the City of Chester | 72826 | Loan | Not Applicable | Initial Agreement | 2023-06-27 | 9963539 | 2023-06-27 | 9963539 | Yes | Yes | 7006039 |  | New Project | The project will consist of approximately 1,600 feet of pipe, 325 inlets, 4 manholes, roadway restoration, 1,600 square feet of porous panels, inlet inserts, and filters. The project also consists of a regional stormwater control basin with a drainage area of 196 acres and a storage volume of 14 acre-feet. This is an existing system in a much-lower-than-median household income level area, and rates are not expected to increase as a result of this project. | 346046 | 2023-07-04 |  | 8 | 0 | 0 | 0 | 0 | 0 | 0 | 0 | 0 | 0 | 0 | 0 | 0 | 0 | 0 | 0 | 0 | 0 | 0 | 9963539 | 0 | 0 | 0 | 9963539 | Chester, Pennsylvania | 39.8527 | -75.3607 | 100 | Yes
10 | Region 2 | New Jersey | Camden, City of | 340366-14 | Loan | Not Applicable | Initial Agreement | 2023-06-21 | 2173337 | 2023-06-21 | 2173337 | Yes | Yes | 2000000 | DELAWARE #1 WATER POLLUTION CONTROL FACILITY | Rehabilitation of Combined and Storm Sewer Outfalls | The City of Camden (City) is pursuing financial assistance from the New Jersey Water Bank for the maintenance and rehabilitation of twelve combined sewer outfalls and seven separate stormwater sewer outfalls at various locations within or near the City that directly discharge to either the Delaware River, Cooper River, or Newton Creek. The proposed maintenance and rehabilitation will consist of interior outfall pipeline cleaning, exterior cleaning of silt and debris from in front of the outfall discharge point, tide gate service and maintenance, trash gate installation, access gate installation, headwall installation, concrete patch repair, and vegetation trimming and clearing. This project proposes to minimize localized stormwater flooding that negatively affects the water quality in nearby waterways and is expected to improve traffic access to and from homes and businesses during heavy storm events. | 77344 | 2022-10-06 | 2023-09-29 | 11 | 0 | 2173337 | 0 | 0 | 0 | 0 | 0 | 0 | 0 | 0 | 0 | 0 | 0 | 0 | 0 | 0 | 0 | 0 | 0 | 0 | 0 | 0 | 2173337 | Camden, New Jersey | 39.9452 | -75.1188 | 100 | Yes
11 | Region 2 | New Jersey | Camden, City of | 340366-07 | Loan | Not Applicable | Initial Agreement | 2023-06-21 | 6534653 | 2023-06-21 | 6534653 | Yes | Yes | 5000000 | DELAWARE #1 WATER POLLUTION CONTROL FACILITY | 2014 Sanitary/Combined Sewer Rehab / Replacement Project | The City of Camden (City) is pursuing financial assistance from the New Jersey Environmental Infrastructure Financing Program to rehabilitate/reconstruct various deficient sanitary sewer mains ranging in diameter from 8-inches to 27-54 inches at various locations in the City. The proposed project is to furnish and install approximately 112,700 LF of PVC and reinforced concrete gravity combined and separate sanitary sewer ranging in size from 12-inch to 60-inch diameter and install approximately 2,310 LF of cured in place pipe liner. The proposed scope of work includes the replacement of sanitary sewer mains and 35 manholes, the reconnection of sewer laterals, jetting/vacuuming when necessary, and street/sidewalk restoration All construction is to occur within existing paved roadways and existing paved rights-of-way resulting in the disturbance of approximately 17,000 square feet of pavement. | 77344 | 2022-08-15 | 2023-08-08 | 12 | 0 | 0 | 0 | 0 | 0 | 0 | 6534653 | 0 | 0 | 0 | 0 | 0 | 0 | 0 | 0 | 0 | 0 | 0 | 0 | 0 | 0 | 0 | 6534653 | Camden, New Jersey | 39.9452 | -75.1188 | 100 | Yes
12 | Region 3 | Pennsylvania | Bethlehem Township Municipal Authority | 72838 | Loan | Not Applicable | Initial Agreement | 2023-06-21 | 2490000 | 2023-06-21 | 2490000 | No | No | 0 | BETHLEHEM TOWNSHIP MUNICIPAL AUTHORITY PHASE 1 BASIN RETROFITS | New Project | Four existing basins will be retrofitted throughout Bethlehem Township, which will allow for greater stormwater retention and will reduce pollutants through the infiltration process. This is a recently-formed system serving 8,692 residential customers in a higher-than-median household income level area. The PENNVEST low-interest loan funding will provide the grant-equivalent of $2,384,273 compared with traditional financing. | 8692 | 2023-04-01 |  | 13 | 0 | 0 | 0 | 0 | 0 | 0 | 0 | 0 | 0 | 0 | 0 | 0 | 0 | 0 | 0 | 0 | 0 | 0 | 0 | 2490000 | 0 | 2490000 | 0 | Bethlehem Township, Pennsylvania | 40.6638 | -75.3131 | 100 | Yes
13 | Region 3 | Pennsylvania | Luzerne Conservation District | 72834 | Loan | Not Applicable | Initial Agreement | 2023-06-14 | 630000 | 2023-06-14 | 630000 | Yes | Yes | 630000 |  | New Project | The existing earthen manure storage unit will be decommissioned, and a new 12 x 80 foot circular concrete manure storage tank will be installed along with a 2,516 square foot roof over the feedlot, 200 feet of roof gutters, 569 feet of storm drain pipe, 325 feet of reinforced gravel access roads, 26 feet of manure transfer line, 776 square feet of heavy-use concrete, 175 feet of animal walkway, and 235 feet of fencing around the walkway.The project, when completed, will eliminate 4,163 pounds of sediment, 4,937 pounds of nitrogen, and 1,975 pounds of phosphorus annually from the Chesapeake Bay watershed. | 2 | 2023-08-01 |  | 14 | 0 | 0 | 0 | 0 | 0 | 0 | 0 | 0 | 0 | 630000 | 0 | 0 | 0 | 0 | 0 | 0 | 0 | 0 | 0 | 0 | 0 | 0 | 630000 | Luzerne, Pennsylvania | 39.9691 | -79.8946 | 100
14 | Region 3 | Pennsylvania | Central Wayne Regional Authority | 77112 | Loan | Not Applicable | Initial Agreement | 2023-06-06 | 318950 | 2023-06-06 | 318950 | Yes | Yes | 244879 | CTL WAYNE REG AUTH | New Project | The Crestmont Area Sewer Main Replacement Project will include approximately 10,000 linear feet of 8-inch sanitary sewer main, 50 sanitary sewer manholes, and 117 sewer laterals to be replaced all within Honesdale Borough. The existing facilities are to be replaced with polyvinyl chloride sewer main and precast concrete manholes adjacent to the existing facilities. The Cherry Ridge Sewer Rehabilitation Project will include the rehabilitation of 95 sanitary sewer manholes and cleaning and televising of approximately 17,500 linear feet of sanitary sewer main; some cleaning and televising of lines will also be carried out. All the manhole frames and covers will be replaced as part of this project. Any portions of the manholes found to be deficient will be rehabilitated. This could include grout, interior lining, exterior lining, and chimney, bench, and channel repair. In addition, the manholes located within gravel roadways will have additional structural support with a concrete apron around the manhole. Due to the amount of I&I observed in the system, this portion of the project will also include a closed-circuit television inspection of the existing sanitary sewer system mains. Major repair/rehabilitation work is not included in this project, however, minor miscellaneous repairs for anticipated main defects is considered. This is an existing system in this lower than average income area serving 3,022 residential customers. Rates are not expected to rise. | 7152 | 2023-06-14 |  | 39 | 0 | 0 | 100277.88 | 0 | 0 | 0 | 218672.12 | 0 | 0 | 0 | 0 | 0 | 0 | 0 | 0 | 0 | 0 | 0 | 0 | 0 | 0 | 0 | 318950 | 574 Bucks Cove Rd, Honesdale, Pennsylvania, 18431 | 41.5537 | -75.2437 | 100 | Yes
15 | Region 3 | Pennsylvania | Central Wayne Regional Authority | 71464 | Loan | Not Applicable | Initial Agreement | 2023-06-06 | 5106600 | 2023-06-06 | 5106600 | Yes | Yes | 1590545 | CTL WAYNE REG AUTH | New Project | The Crestmont Area Sewer Main Replacement Project will involve the replacement of approximately 10,000 feet of 8-inch sanitary sewer main, 50 sanitary sewer manholes, and 117 sewer laterals within Honesdale Borough. Replacement components will include new polyvinyl chloride sewer main and precast concrete manholes adjacent to the existing facilities. As part of the Cherry Ridge Sewer Rehabilitation Project, approximately 95 sanitary sewer manholes will be rehabilitated, and some cleaning and televising of up to 17,500 feet of 8-inch sanitary sewer mains will also occur. All manhole frames and covers will be replaced. Any other portions of the manholes found to be deficient will be addressed, which could require grouting, interior lining, exterior lining, or chimney, bench, and channel repair. In addition, manholes located within gravel roadways will have a concrete apron installed for additional structural support. Due to the amount of inflow and infiltration observed in the system, a closed-circuit television inspection of the existing sanitary sewer system mains will be conducted. Major repair work is not included in this project; however, minor miscellaneous repairs for anticipated main defects will be considered. This is an existing system in a lower-than-median household income level area serving 3,022 residential customers. Rates are not expected to rise. | 3661 | 2023-06-14 |  | 40 | 0 | 0 | 1605515.04 | 0 | 0 | 0 | 3501084.96 | 0 | 0 | 0 | 0 | 0 | 0 | 0 | 0 | 0 | 0 | 0 | 0 | 0 | 0 | 0 | 5106600 | 574 Bucks Cove Rd, Honesdale, Pennsylvania, 18431 | 41.5537 | -75.2437 | 100 | Yes
16 | Region 3 | Pennsylvania | Lancaster CCD | 72836 | Loan | Not Applicable | Initial Agreement | 2023-06-06 | 562052 | 2023-06-06 | 562052 | Yes | Yes | 562052 |  | New Project | The project includes installation of a circular concrete manure storage tank, additional under-floor waste storage within a newly-constructed 3,840 square foot roofed heavy-use area structure, 2 unloading pads, a 400 square foot reinforced gravel apron, a waste transfer pump, 850 feet of waste transfer pipe, a 15 foot x 220 foot reinforced gravel access road, stream crossing stabilization, a 12 foot x 150 foot animal walkway, 220 feet of streambank fencing, and an animal watering facility. | 2 | 2023-07-05 |  | 41 | 0 | 0 | 0 | 0 | 0 | 0 | 0 | 0 | 0 | 562052 | 0 | 0 | 0 | 0 | 0 | 0 | 0 | 0 | 0 | 0 | 0 | 0 | 562052 | Lancaster County, Pennsylvania | 40.0424 | -76.2477 | 100
17 | Region 2 | New Jersey | Hamburg Borough | 340149-04 | Loan | Not Applicable | Initial Agreement | 2023-05-24 | 735840 | 2023-05-24 | 735840 | No | No | 0 | SUSSEX CNTY MUA UPPER WALLKILL FACILITY | Sewer Pump Station Improvement Project | The Borough of Hamburg wishes to rehabilitate & upgrade their existing sanitary sewer system. The Borough owns, operates and maintains a sanitary sewerage distribution system which benefits approximately 3,200 residents through approximately 1,000 connections. The Borough wishes to rehabilitate its sanitary sewer system to assure a reliable sanitary sewer system to its customers and potential customers. The Borough proposes to proceed with the following program at this time: 1. Rehabilitation of the Quarry Road sanitary sewer pump station, including two new pumps, new rail system for pumps & floats in wet well, new hoist system, new control panel, new level control system, and a new back-up generator. 2. Purchase of spare/back-up pumps for all Borough Pump Stations (four other locations include the Gingerbread Castle Pump Station, Heritage Lakes Pump Station, Limekilm Road Pump Station, and Michael Court Pump Station) 3. I/I (Infiltration & Inflow) Correction. This capital improvement project is linked to the Borough's asset management plan loan (S340149-03). | 3200 | 2023-06-01 | 2024-01-01 | 56 | 0 | 735840 | 0 | 0 | 0 | 0 | 0 | 0 | 0 | 0 | 0 | 0 | 0 | 0 | 0 | 0 | 0 | 0 | 0 | 0 | 0 | 0 | 735840 | Hamburg, New Jersey | 41.1535 | -74.5762 | 100
18 | Region 2 | New Jersey | Montgomery Township | 340130-03 | Loan | Not Applicable | Initial Agreement | 2023-05-24 | 16831683 | 2023-05-24 | 16831683 | No | No | 0 | STAGE II TREATMENT PLANT | Stage II Wastewater Treatment Plant Flood Protection Project | In order to reduce the negative impact as a result of flooding during severe wet-weather events, Montgomery Township proposes to construct improvements to the existing Stage II WWTP. The improvements will include the rehabilitation, repair, and replacement of existing environmental infrastructure, and the protection of the existing WWTP by constructing a flood wall around the perimeter of the site. Proposed improvements include: Construction of a 910-linear-foot (LF) flood wall around the perimeter of the plant; realignment of 425-LF of an existing access road; a new 3,472-square-foot bio-retention swale along the realigned access road; Construction of a new 750-LF grass maintenance road on the outside of the flood wall; a new 22-foot by 20-foot effluent pump station; a new 29-foot x 26-foot stormwater pump station with discharge apron; a sludge storage tank; a post aeration system; stormwater piping; and an effluent filter facility building. An existing 12-inch diameter drainage pipe under the existing access road will be rebuilt as part of the project, which will include headwalls and riprap aprons at its inlet and outlet. This project will not increase the plant's permitted capacity. | 5527 | 2023-02-14 | 2025-02-04 | 57 | 16831683 | 0 | 0 | 0 | 0 | 0 | 0 | 0 | 0 | 0 | 0 | 0 | 0 | 0 | 0 | 0 | 0 | 0 | 0 | 0 | 0 | 0 | 16831683 | Montgomery Township, New Jersey | 40.426 | -74.6791 | 100
19 | Region 2 | New Jersey | North Bergen Township | 340652-17 | Loan | Not Applicable | Amendment | 2023-05-24 | 270000 | 2024-03-04 | 3507058 | Yes | No | 0 |  | 85th Street Drainage Improvement Project | North Bergen Township is seeking funding to perform a hydraulic analysis to determine pipe size required for localized flooding taken place on 85th street. The sanitary line will be updated as a result due to the age of the line and the sanitary line is located directly below the existing storm line with approximately less than 1 foot of separation. These exhibits pertain to the project planning and design services. | 63371 | 2022-11-29 | 2023-05-31 | 58 | 0 | 0 | 0 | 0 | 0 | 0 | 3507058 | 0 | 0 | 0 | 0 | 0 | 0 | 0 | 0 | 0 | 0 | 0 | 0 | 0 | 0 | 0 | 3507058 | North Bergen Township | 40.7634 | -74.0432 | 100
20 | Region 3 | Pennsylvania | Portage Area Sewer Authority | 77110 | Loan | Not Applicable | Initial Agreement | 2023-05-24 | 874000 | 2023-05-24 | 874000 | Yes | Yes | 757778 | PORTAGE AREA SEW AUTH WWTP | New Project | To help reduce flooding, manhole surcharging and heavy peak flows at the wastewater treatment plant Portage Area Sewer Authority proposes to install approximately 19,000 feet of new sanitary sewer collection line and convert the old combined sewer lines solely to storm sewer lines. Approximately 2,700 feet of sewer lines will be rehabilitated, 12,300 feet of sewer laterals will be replaced, 400 viewports and 100 manholes will be installed. This is an existing system and serves 2,050 residential customers with a population of 5,125. The population impacted by this project has a household median income lower than the state median household income level. User fees are not expected to increase as a result of this project. Without the PENNVEST grant of $7,463,854 and low interest loan of $1,144,746 user fees would expect to increase by 51%. | 5125 | 2023-06-01 |  | 59 | 0 | 0 | 0 | 0 | 0 | 0 | 874000 | 0 | 0 | 0 | 0 | 0 | 0 | 0 | 0 | 0 | 0 | 0 | 0 | 0 | 0 | 0 | 874000 | Portage, Pennsylvania | 40.3866 | -78.6729 | 100
21 | Region 3 | Pennsylvania | Portage Area Sewer Authority | 71462 | Loan | Not Applicable | Initial Agreement | 2023-05-24 | 7560000 | 2023-05-24 | 7560000 | Yes | Yes | 6531476 | PORTAGE AREA SEW AUTH WWTP | New Project | To help reduce flooding, manhole surcharging, and heavy peak flows at the wastewater treatment plant, the Authority proposes to install approximately 19,000 feet of new sanitary sewer collection line and convert the old, combined sewer lines solely to storm sewer lines. Approximately 2,700 feet of sewer lines will be rehabilitated, 12,300 feet of sewer laterals will be replaced, and 400 viewports and 100 manholes will be installed. This is an existing system and serves 2,050 residential customers with a population of 5,125. The population impacted by this project has a median household income level lower than the state median household income level, and user fees are not expected to increase as a result of this project. Without the PENNVEST grant of $7,463,854 and low-interest loan of $1,144,746, user fees would expect to increase by 51 percent. | 2050 | 2023-06-01 |  | 60 | 0 | 0 | 0 | 0 | 0 | 0 | 7560000 | 0 | 0 | 0 | 0 | 0 | 0 | 0 | 0 | 0 | 0 | 0 | 0 | 0 | 0 | 0 | 7560000 | Portage, Pennsylvania | 40.3866 | -78.6729 | 100
22 | Region 2 | New Jersey | Essex Union Joint Meeting East Orange City | 340686-13a | Loan | Not Applicable | Initial Agreement | 2023-05-19 | 18604 | 2023-05-19 | 18604 | Yes | No | 0 | JOINT MEETING OF ESSEX AND UNION COUNTIES | Phase IV ACOE Stormwater Pumping Station | Flood Mitigation Phase IV, ACOE Stormwater Pumping Station - The project generally consists of rehabilitation of the existing Army Corps of Engineers (ACOE) Stormwater Pumping Station including the removal of existing equipment, modifications to the existing pumping station structure, installation of three (3) new storm water pumps and discharge piping, replacement of two (2) existing sluice gates and installation of two (2) new sluice gates, modifications to the existing storm water piping influent to the pumping station, replacement of storm water inlet gratings, installation of a new seal water service to the pumping station, installation of new electrical power to the pumping station, and site restoration. These exhibits address the allowable costs related to project planning and design. Funding for additional costs for this project will be covered in subsequent loan exhibits. | 450000 | 2023-04-11 | 2024-04-11 | 66 | 0 | 0 | 0 | 0 | 0 | 18604 | 0 | 0 | 0 | 0 | 0 | 0 | 0 | 0 | 0 | 0 | 0 | 0 | 0 | 0 | 0 | 0 | 18604 | East Orange, New Jersey | 40.7617 | -74.2084 | 100
23 | Region 2 | New Jersey | Essex Union Joint Meeting East Orange City | 340686-12a | Loan | Not Applicable | Amendment | 2023-05-19 | 97968 | 2024-01-25 | 2042125 | Yes | No | 0 | JOINT MEETING OF ESSEX AND UNION COUNTIES | Flood Mitigation Phase III Main Plant Site Wall | Flood Mitigation Phase III, Main Plant Site Wall - The project consists of construction of reinforced concrete flood protection walls around the Main Treatment Plant site, including installation of four (4) flood protection swing gates, demolition of the existing guard house and construction of a new guard house, construction of five (5) storm sewer isolation chambers with sluice gates and electric actuators, realignment and repaving of various treatment plant roadways, construction of a new emergency access roadway, relocation and protection of existing utilities, and associated grading and site restoration. Also included in the project are costs for engineering services related to surveying, NJIB Project Report & Permitting, NJDEP & ACOE permitting, and performance of test pits for determination of utility locations. These exhibits address the allowable costs related to project planning and design. Funding for additional costs for this project will be covered in subsequent loan exhibits. | 450000 | 2021-02-09 | 2023-06-30 | 67 | 0 | 0 | 0 | 0 | 0 | 2042125 | 0 | 0 | 0 | 0 | 0 | 0 | 0 | 0 | 0 | 0 | 0 | 0 | 0 | 0 | 0 | 0 | 2042125 | East Orange, New Jersey | 40.7617 | -74.2084 | 100
24 | Region 2 | New Jersey | Essex Union Joint Meeting Elizabeth City | 340686-13b | Loan | Not Applicable | Initial Agreement | 2023-05-19 | 222686 | 2023-05-19 | 222686 | Yes | No | 0 | JOINT MEETING OF ESSEX AND UNION COUNTIES | Phase IV ACOE Stormwater Pumping Station | Flood Mitigation Phase IV, ACOE Stormwater Pumping Station - The project generally consists of rehabilitation of the existing Army Corps of Engineers (ACOE) Stormwater Pumping Station including the removal of existing equipment, modifications to the existing pumping station structure, installation of three (3) new storm water pumps and discharge piping, replacement of two (2) existing sluice gates and installation of two (2) new sluice gates, modifications to the existing storm water piping influent to the pumping station, replacement of storm water inlet gratings, installation of a new seal water service to the pumping station, installation of new electrical power to the pumping station, and site restoration. These exhibits address the allowable costs related to project planning and design. Funding for additional costs for this project will be covered in subsequent loan exhibits. | 450000 | 2023-04-11 | 2023-06-01 | 68 | 0 | 0 | 0 | 0 | 0 | 222686 | 0 | 0 | 0 | 0 | 0 | 0 | 0 | 0 | 0 | 0 | 0 | 0 | 0 | 0 | 0 | 0 | 222686 | Elizabeth, New Jersey | 40.6619 | -74.2117 | 100
25 | Region 2 | New Jersey | Essex Union Joint Meeting Elizabeth City | 340686-12b | Loan | Not Applicable | Amendment | 2023-05-19 | 1172661 | 2024-01-25 | 23362906 | Yes | No | 0 | JOINT MEETING OF ESSEX AND UNION COUNTIES | Flood Mitigation Phase III Main Plant Site Wall | Flood Mitigation Phase III, Main Plant Site Wall - The project consists of construction of reinforced concrete flood protection walls around the Main Treatment Plant site, including installation of four (4) flood protection swing gates, demolition of the existing guard house and construction of a new guard house, construction of five (5) storm sewer isolation chambers with sluice gates and electric actuators, realignment and repaving of various treatment plant roadways, construction of a new emergency access roadway, relocation and protection of existing utilities, and associated grading and site restoration. Also included in the project are costs for engineering services related to surveying, NJIB Project Report & Permitting, NJDEP & ACOE permitting, and performance of test pits for determination of utility locations. These exhibits address the allowable costs related to project planning and design. Funding for additional costs for this project will be covered in subsequent loan exhibits. | 450000 | 2021-02-09 | 2023-06-30 | 69 | 0 | 0 | 0 | 0 | 0 | 23362906 | 0 | 0 | 0 | 0 | 0 | 0 | 0 | 0 | 0 | 0 | 0 | 0 | 0 | 0 | 0 | 0 | 23362906 | Elizabeth, New Jersey | 40.6619 | -74.2117 | 100
26 | Region 2 | New Jersey | Essex Union Joint Meeting Hillside Twp | 340686-13c | Loan | Not Applicable | Initial Agreement | 2023-05-19 | 28494 | 2023-05-19 | 28494 | No | No | 0 | JOINT MEETING OF ESSEX AND UNION COUNTIES | Phase IV ACOE Stormwater Pumping Station | Flood Mitigation Phase IV, ACOE Stormwater Pumping Station - The project generally consists of rehabilitation of the existing Army Corps of Engineers (ACOE) Stormwater Pumping Station including the removal of existing equipment, modifications to the existing pumping station structure, installation of three (3) new storm water pumps and discharge piping, replacement of two (2) existing sluice gates and installation of two (2) new sluice gates, modifications to the existing storm water piping influent to the pumping station, replacement of storm water inlet gratings, installation of a new seal water service to the pumping station, installation of new electrical power to the pumping station, and site restoration. These exhibits address the allowable costs related to project planning and design. Funding for additional costs for this project will be covered in subsequent loan exhibits. | 450000 | 2023-04-11 | 2023-06-01 | 70 | 0 | 0 | 0 | 0 | 0 | 28494 | 0 | 0 | 0 | 0 | 0 | 0 | 0 | 0 | 0 | 0 | 0 | 0 | 0 | 0 | 0 | 0 | 28494 | Hillside Township, New Jersey | 40.696 | -74.2287 | 100
27 | Region 2 | New Jersey | Essex Union Joint Meeting Hillside Twp | 340686-12c | Loan | Not Applicable | Amendment | 2023-05-19 | 150050 | 2024-01-25 | 3058210 | No | No | 0 | JOINT MEETING OF ESSEX AND UNION COUNTIES | Flood Mitigation Phase III Main Plant Site Wall | Flood Mitigation Phase III, Main Plant Site Wall - The project consists of construction of reinforced concrete flood protection walls around the Main Treatment Plant site, including installation of four (4) flood protection swing gates, demolition of the existing guard house and construction of a new guard house, construction of five (5) storm sewer isolation chambers with sluice gates and electric actuators, realignment and repaving of various treatment plant roadways, construction of a new emergency access roadway, relocation and protection of existing utilities, and associated grading and site restoration. Also included in the project are costs for engineering services related to surveying, NJIB Project Report & Permitting, NJDEP & ACOE permitting, and performance of test pits for determination of utility locations. These exhibits address the allowable costs related to project planning and design. Funding for additional costs for this project will be covered in subsequent loan exhibits. | 450000 | 2021-02-09 | 2023-06-30 | 71 | 0 | 0 | 0 | 0 | 0 | 3058210 | 0 | 0 | 0 | 0 | 0 | 0 | 0 | 0 | 0 | 0 | 0 | 0 | 0 | 0 | 0 | 0 | 3058210 | Hillside Township, New Jersey | 40.696 | -74.2287 | 100
28 | Region 2 | New Jersey | Essex Union Joint Meeting Irvington Twp | 340686-13d | Loan | Not Applicable | Initial Agreement | 2023-05-19 | 75544 | 2023-05-19 | 75544 | Yes | No | 0 | JOINT MEETING OF ESSEX AND UNION COUNTIES | Phase IV ACOE Stormwater Pumping Station | Flood Mitigation Phase IV, ACOE Stormwater Pumping Station - The project generally consists of rehabilitation of the existing Army Corps of Engineers (ACOE) Stormwater Pumping Station including the removal of existing equipment, modifications to the existing pumping station structure, installation of three (3) new storm water pumps and discharge piping, replacement of two (2) existing sluice gates and installation of two (2) new sluice gates, modifications to the existing storm water piping influent to the pumping station, replacement of storm water inlet gratings, installation of a new seal water service to the pumping station, installation of new electrical power to the pumping station, and site restoration. These exhibits address the allowable costs related to project planning and design. Funding for additional costs for this project will be covered in subsequent loan exhibits. | 450000 | 2023-04-11 | 2023-06-01 | 72 | 0 | 0 | 0 | 0 | 0 | 75544 | 0 | 0 | 0 | 0 | 0 | 0 | 0 | 0 | 0 | 0 | 0 | 0 | 0 | 0 | 0 | 0 | 75544 | Irvington Township, New Jersey | 40.7242 | -74.2318 | 100
29 | Region 2 | New Jersey | Essex Union Joint Meeting Irvington Twp | 340686-12d | Loan | Not Applicable | Amendment | 2023-05-19 | 397809 | 2024-01-25 | 7954035 | Yes | No | 0 | JOINT MEETING OF ESSEX AND UNION COUNTIES | Flood Mitigation Phase III Main Plant Site Wall | Flood Mitigation Phase III, Main Plant Site Wall - The project consists of construction of reinforced concrete flood protection walls around the Main Treatment Plant site, including installation of four (4) flood protection swing gates, demolition of the existing guard house and construction of a new guard house, construction of five (5) storm sewer isolation chambers with sluice gates and electric actuators, realignment and repaving of various treatment plant roadways, construction of a new emergency access roadway, relocation and protection of existing utilities, and associated grading and site restoration. Also included in the project are costs for engineering services related to surveying, NJIB Project Report & Permitting, NJDEP & ACOE permitting, and performance of test pits for determination of utility locations. These exhibits address the allowable costs related to project planning and design. Funding for additional costs for this project will be covered in subsequent loan exhibits. | 450000 | 2021-02-09 | 2023-06-30 | 73 | 0 | 0 | 0 | 0 | 0 | 7954035 | 0 | 0 | 0 | 0 | 0 | 0 | 0 | 0 | 0 | 0 | 0 | 0 | 0 | 0 | 0 | 0 | 7954035 | Irvington Township, New Jersey | 40.7242 | -74.2318 | 100
30 | Region 2 | New Jersey | Essex Union Joint Meeting Maplewood Twp | 340686-13e | Loan | Not Applicable | Initial Agreement | 2023-05-19 | 29042 | 2023-05-19 | 29042 | No | No | 0 | JOINT MEETING OF ESSEX AND UNION COUNTIES | Phase IV ACOE Stormwater Pumping Station | Flood Mitigation Phase IV, ACOE Stormwater Pumping Station - The project generally consists of rehabilitation of the existing Army Corps of Engineers (ACOE) Stormwater Pumping Station including the removal of existing equipment, modifications to the existing pumping station structure, installation of three (3) new storm water pumps and discharge piping, replacement of two (2) existing sluice gates and installation of two (2) new sluice gates, modifications to the existing storm water piping influent to the pumping station, replacement of storm water inlet gratings, installation of a new seal water service to the pumping station, installation of new electrical power to the pumping station, and site restoration. These exhibits address the allowable costs related to project planning and design. Funding for additional costs for this project will be covered in subsequent loan exhibits. | 450000 | 2023-04-11 | 2023-06-01 | 74 | 0 | 0 | 0 | 0 | 0 | 29042 | 0 | 0 | 0 | 0 | 0 | 0 | 0 | 0 | 0 | 0 | 0 | 0 | 0 | 0 | 0 | 0 | 29042 | Maple Wood Township, New Jersey | 40.7329 | -74.2712 | 100
31 | Region 2 | New Jersey | Essex Union Joint Meeting Maplewood Twp | 340686-12e | Loan | Not Applicable | Amendment | 2023-05-19 | 152933 | 2024-01-25 | 3113867 | No | No | 0 | JOINT MEETING OF ESSEX AND UNION COUNTIES | Flood Mitigation Phase III Main Plant Site Wall | Flood Mitigation Phase III, Main Plant Site Wall - The project consists of construction of reinforced concrete flood protection walls around the Main Treatment Plant site, including installation of four (4) flood protection swing gates, demolition of the existing guard house and construction of a new guard house, construction of five (5) storm sewer isolation chambers with sluice gates and electric actuators, realignment and repaving of various treatment plant roadways, construction of a new emergency access roadway, relocation and protection of existing utilities, and associated grading and site restoration. Also included in the project are costs for engineering services related to surveying, NJIB Project Report & Permitting, NJDEP & ACOE permitting, and performance of test pits for determination of utility locations. These exhibits address the allowable costs related to project planning and design. Funding for additional costs for this project will be covered in subsequent loan exhibits. | 450000 | 2021-02-09 | 2023-06-30 | 75 | 0 | 0 | 0 | 0 | 0 | 3113867 | 0 | 0 | 0 | 0 | 0 | 0 | 0 | 0 | 0 | 0 | 0 | 0 | 0 | 0 | 0 | 0 | 3113867 | Maple Wood Township, New Jersey | 40.7329 | -74.2712 | 100
32 | Region 2 | New Jersey | Essex Union Joint Meeting Millburn Twp | 340686-13f | Loan | Not Applicable | Initial Agreement | 2023-05-19 | 25665 | 2023-05-19 | 25665 | No | No | 0 | JOINT MEETING OF ESSEX AND UNION COUNTIES | Phase IV ACOE Stormwater Pumping Station | Flood Mitigation Phase IV, ACOE Stormwater Pumping Station - The project generally consists of rehabilitation of the existing Army Corps of Engineers (ACOE) Stormwater Pumping Station including the removal of existing equipment, modifications to the existing pumping station structure, installation of three (3) new storm water pumps and discharge piping, replacement of two (2) existing sluice gates and installation of two (2) new sluice gates, modifications to the existing storm water piping influent to the pumping station, replacement of storm water inlet gratings, installation of a new seal water service to the pumping station, installation of new electrical power to the pumping station, and site restoration. These exhibits address the allowable costs related to project planning and design. Funding for additional costs for this project will be covered in subsequent loan exhibits. | 450000 | 2023-04-11 | 2023-06-01 | 76 | 0 | 0 | 0 | 0 | 0 | 25665 | 0 | 0 | 0 | 0 | 0 | 0 | 0 | 0 | 0 | 0 | 0 | 0 | 0 | 0 | 0 | 0 | 25665 | Millburn Township, New Jersey | 40.7395 | -74.324 | 100
33 | Region 2 | New Jersey | Essex Union Joint Meeting Millburn Twp | 340686-12f | Loan | Not Applicable | Amendment | 2023-05-19 | 135149 | 2024-01-25 | 2771499 | No | No | 0 | JOINT MEETING OF ESSEX AND UNION COUNTIES | Flood Mitigation Phase III Main Plant Site Wall | Flood Mitigation Phase III, Main Plant Site Wall - The project consists of construction of reinforced concrete flood protection walls around the Main Treatment Plant site, including installation of four (4) flood protection swing gates, demolition of the existing guard house and construction of a new guard house, construction of five (5) storm sewer isolation chambers with sluice gates and electric actuators, realignment and repaving of various treatment plant roadways, construction of a new emergency access roadway, relocation and protection of existing utilities, and associated grading and site restoration. Also included in the project are costs for engineering services related to surveying, NJIB Project Report & Permitting, NJDEP & ACOE permitting, and performance of test pits for determination of utility locations. These exhibits address the allowable costs related to project planning and design. Funding for additional costs for this project will be covered in subsequent loan exhibits. | 450000 | 2021-02-09 | 2023-06-30 | 77 | 0 | 0 | 0 | 0 | 0 | 2771499 | 0 | 0 | 0 | 0 | 0 | 0 | 0 | 0 | 0 | 0 | 0 | 0 | 0 | 0 | 0 | 0 | 2771499 | Millburn Township, New Jersey | 40.7395 | -74.324 | 100
34 | Region 2 | New Jersey | Essex Union Joint Meeting Newark City | 340686-13g | Loan | Not Applicable | Initial Agreement | 2023-05-19 | 44088 | 2023-05-19 | 44088 | Yes | No | 0 | JOINT MEETING OF ESSEX AND UNION COUNTIES | Phase IV ACOE Stormwater Pumping Station | Flood Mitigation Phase IV, ACOE Stormwater Pumping Station - The project generally consists of rehabilitation of the existing Army Corps of Engineers (ACOE) Stormwater Pumping Station including the removal of existing equipment, modifications to the existing pumping station structure, installation of three (3) new storm water pumps and discharge piping, replacement of two (2) existing sluice gates and installation of two (2) new sluice gates, modifications to the existing storm water piping influent to the pumping station, replacement of storm water inlet gratings, installation of a new seal water service to the pumping station, installation of new electrical power to the pumping station, and site restoration. These exhibits address the allowable costs related to project planning and design. Funding for additional costs for this project will be covered in subsequent loan exhibits. | 450000 | 2023-04-11 | 2023-06-01 | 78 | 0 | 0 | 0 | 0 | 0 | 44088 | 0 | 0 | 0 | 0 | 0 | 0 | 0 | 0 | 0 | 0 | 0 | 0 | 0 | 0 | 0 | 0 | 44088 | Newark City | 40.7621 | -74.1707 | 100
35 | Region 2 | New Jersey | Essex Union Joint Meeting Newark City | 340686-12g | Loan | Not Applicable | Amendment | 2023-05-19 | 232163 | 2024-01-25 | 4686630 | Yes | No | 0 | JOINT MEETING OF ESSEX AND UNION COUNTIES | Flood Mitigation Phase III Main Plant Site Wall | Flood Mitigation Phase III, Main Plant Site Wall - The project consists of construction of reinforced concrete flood protection walls around the Main Treatment Plant site, including installation of four (4) flood protection swing gates, demolition of the existing guard house and construction of a new guard house, construction of five (5) storm sewer isolation chambers with sluice gates and electric actuators, realignment and repaving of various treatment plant roadways, construction of a new emergency access roadway, relocation and protection of existing utilities, and associated grading and site restoration. Also included in the project are costs for engineering services related to surveying, NJIB Project Report & Permitting, NJDEP & ACOE permitting, and performance of test pits for determination of utility locations. These exhibits address the allowable costs related to project planning and design. Funding for additional costs for this project will be covered in subsequent loan exhibits. | 450000 | 2021-02-09 | 2023-06-30 | 79 | 0 | 0 | 0 | 0 | 0 | 4686630 | 0 | 0 | 0 | 0 | 0 | 0 | 0 | 0 | 0 | 0 | 0 | 0 | 0 | 0 | 0 | 0 | 4686630 | Newark City | 40.7621 | -74.1707 | 100
36 | Region 2 | New Jersey | Essex Union Joint Meeting Roselle Park | 340686-13h | Loan | Not Applicable | Initial Agreement | 2023-05-19 | 12555 | 2023-05-19 | 12555 | No | No | 0 | JOINT MEETING OF ESSEX AND UNION COUNTIES | Phase IV ACOE Stormwater Pumping Station | Flood Mitigation Phase IV, ACOE Stormwater Pumping Station - The project generally consists of rehabilitation of the existing Army Corps of Engineers (ACOE) Stormwater Pumping Station including the removal of existing equipment, modifications to the existing pumping station structure, installation of three (3) new storm water pumps and discharge piping, replacement of two (2) existing sluice gates and installation of two (2) new sluice gates, modifications to the existing storm water piping influent to the pumping station, replacement of storm water inlet gratings, installation of a new seal water service to the pumping station, installation of new electrical power to the pumping station, and site restoration. These exhibits address the allowable costs related to project planning and design. Funding for additional costs for this project will be covered in subsequent loan exhibits. | 450000 | 2023-04-11 | 2023-06-01 | 80 | 0 | 0 | 0 | 0 | 0 | 12555 | 0 | 0 | 0 | 0 | 0 | 0 | 0 | 0 | 0 | 0 | 0 | 0 | 0 | 0 | 0 | 0 | 12555 | Roselle Park, New Jersey | 40.6654 | -74.2648 | 100
37 | Region 2 | New Jersey | Essex Union Joint Meeting Roselle Park | 340686-12h | Loan | Not Applicable | Amendment | 2023-05-19 | 66112 | 2024-01-25 | 1430348 | No | No | 0 | JOINT MEETING OF ESSEX AND UNION COUNTIES | Flood Mitigation Phase III Main Plant Site Wall | Flood Mitigation Phase III, Main Plant Site Wall - The project consists of construction of reinforced concrete flood protection walls around the Main Treatment Plant site, including installation of four (4) flood protection swing gates, demolition of the existing guard house and construction of a new guard house, construction of five (5) storm sewer isolation chambers with sluice gates and electric actuators, realignment and repaving of various treatment plant roadways, construction of a new emergency access roadway, relocation and protection of existing utilities, and associated grading and site restoration. Also included in the project are costs for engineering services related to surveying, NJIB Project Report & Permitting, NJDEP & ACOE permitting, and performance of test pits for determination of utility locations. These exhibits address the allowable costs related to project planning and design. Funding for additional costs for this project will be covered in subsequent loan exhibits. | 450000 | 2021-02-09 | 2023-06-30 | 81 | 0 | 0 | 0 | 0 | 0 | 1430348 | 0 | 0 | 0 | 0 | 0 | 0 | 0 | 0 | 0 | 0 | 0 | 0 | 0 | 0 | 0 | 0 | 1430348 | Roselle Park, New Jersey | 40.6654 | -74.2648 | 100
38 | Region 2 | New Jersey | Essex Union Joint Meeting South Orange Village Twp | 340686-13i | Loan | Not Applicable | Initial Agreement | 2023-05-19 | 19629 | 2023-05-19 | 19629 | No | No | 0 | JOINT MEETING OF ESSEX AND UNION COUNTIES | Phase IV ACOE Stormwater Pumping Station | Flood Mitigation Phase IV, ACOE Stormwater Pumping Station - The project generally consists of rehabilitation of the existing Army Corps of Engineers (ACOE) Stormwater Pumping Station including the removal of existing equipment, modifications to the existing pumping station structure, installation of three (3) new storm water pumps and discharge piping, replacement of two (2) existing sluice gates and installation of two (2) new sluice gates, modifications to the existing storm water piping influent to the pumping station, replacement of storm water inlet gratings, installation of a new seal water service to the pumping station, installation of new electrical power to the pumping station, and site restoration. These exhibits address the allowable costs related to project planning and design. Funding for additional costs for this project will be covered in subsequent loan exhibits. | 450000 | 2023-04-11 | 2023-06-01 | 82 | 0 | 0 | 0 | 0 | 0 | 19629 | 0 | 0 | 0 | 0 | 0 | 0 | 0 | 0 | 0 | 0 | 0 | 0 | 0 | 0 | 0 | 0 | 19629 | South Orange Village Township, New Jersey | 40.7491 | -74.2603 | 100
39 | Region 2 | New Jersey | Essex Union Joint Meeting South Orange Village Twp | 340686-12i | Loan | Not Applicable | Amendment | 2023-05-19 | 103363 | 2024-01-25 | 2144655 | No | No | 0 | JOINT MEETING OF ESSEX AND UNION COUNTIES | Flood Mitigation Phase III Main Plant Site Wall | Flood Mitigation Phase III, Main Plant Site Wall - The project consists of construction of reinforced concrete flood protection walls around the Main Treatment Plant site, including installation of four (4) flood protection swing gates, demolition of the existing guard house and construction of a new guard house, construction of five (5) storm sewer isolation chambers with sluice gates and electric actuators, realignment and repaving of various treatment plant roadways, construction of a new emergency access roadway, relocation and protection of existing utilities, and associated grading and site restoration. Also included in the project are costs for engineering services related to surveying, NJIB Project Report & Permitting, NJDEP & ACOE permitting, and performance of test pits for determination of utility locations. These exhibits address the allowable costs related to project planning and design. Funding for additional costs for this project will be covered in subsequent loan exhibits. | 450000 | 2021-02-09 | 2023-06-30 | 83 | 0 | 0 | 0 | 0 | 0 | 2144655 | 0 | 0 | 0 | 0 | 0 | 0 | 0 | 0 | 0 | 0 | 0 | 0 | 0 | 0 | 0 | 0 | 2144655 | South Orange Village Township, New Jersey | 40.7491 | -74.2603 | 100
40 | Region 2 | New Jersey | Essex Union Joint Meeting Summit | 340686-13j | Loan | Not Applicable | Initial Agreement | 2023-05-19 | 38274 | 2023-05-19 | 38274 | No | No | 0 | JOINT MEETING OF ESSEX AND UNION COUNTIES | Phase IV ACOE Stormwater Pumping Station | Flood Mitigation Phase IV, ACOE Stormwater Pumping Station - The project generally consists of rehabilitation of the existing Army Corps of Engineers (ACOE) Stormwater Pumping Station including the removal of existing equipment, modifications to the existing pumping station structure, installation of three (3) new storm water pumps and discharge piping, replacement of two (2) existing sluice gates and installation of two (2) new sluice gates, modifications to the existing storm water piping influent to the pumping station, replacement of storm water inlet gratings, installation of a new seal water service to the pumping station, installation of new electrical power to the pumping station, and site restoration. These exhibits address the allowable costs related to project planning and design. Funding for additional costs for this project will be covered in subsequent loan exhibits. | 450000 | 2023-04-11 | 2023-06-01 | 84 | 0 | 0 | 0 | 0 | 0 | 38274 | 0 | 0 | 0 | 0 | 0 | 0 | 0 | 0 | 0 | 0 | 0 | 0 | 0 | 0 | 0 | 0 | 38274 | Summit, New Jersey | 40.718 | -74.3587 | 100
41 | Region 2 | New Jersey | Essex Union Joint Meeting Summit | 340686-12j | Loan | Not Applicable | Amendment | 2023-05-19 | 201550 | 2024-01-25 | 4066145 | No | No | 0 | JOINT MEETING OF ESSEX AND UNION COUNTIES | Flood Mitigation Phase III Main Plant Site Wall | Flood Mitigation Phase III, Main Plant Site Wall - The project consists of construction of reinforced concrete flood protection walls around the Main Treatment Plant site, including installation of four (4) flood protection swing gates, demolition of the existing guard house and construction of a new guard house, construction of five (5) storm sewer isolation chambers with sluice gates and electric actuators, realignment and repaving of various treatment plant roadways, construction of a new emergency access roadway, relocation and protection of existing utilities, and associated grading and site restoration. Also included in the project are costs for engineering services related to surveying, NJIB Project Report & Permitting, NJDEP & ACOE permitting, and performance of test pits for determination of utility locations. These exhibits address the allowable costs related to project planning and design. Funding for additional costs for this project will be covered in subsequent loan exhibits. | 450000 | 2021-02-09 | 2023-06-30 | 85 | 0 | 0 | 0 | 0 | 0 | 4066145 | 0 | 0 | 0 | 0 | 0 | 0 | 0 | 0 | 0 | 0 | 0 | 0 | 0 | 0 | 0 | 0 | 4066145 | Summit, New Jersey | 40.718 | -74.3587 | 100
42 | Region 2 | New Jersey | Essex Union Joint Meeting Union Twp | 340686-13k | Loan | Not Applicable | Initial Agreement | 2023-05-19 | 82263 | 2023-05-19 | 82263 | No | No | 0 | JOINT MEETING OF ESSEX AND UNION COUNTIES | Phase IV ACOE Stormwater Pumping Station | Flood Mitigation Phase IV, ACOE Stormwater Pumping Station - The project generally consists of rehabilitation of the existing Army Corps of Engineers (ACOE) Stormwater Pumping Station including the removal of existing equipment, modifications to the existing pumping station structure, installation of three (3) new storm water pumps and discharge piping, replacement of two (2) existing sluice gates and installation of two (2) new sluice gates, modifications to the existing storm water piping influent to the pumping station, replacement of storm water inlet gratings, installation of a new seal water service to the pumping station, installation of new electrical power to the pumping station, and site restoration. These exhibits address the allowable costs related to project planning and design. Funding for additional costs for this project will be covered in subsequent loan exhibits. | 450000 | 2023-04-11 | 2023-06-01 | 86 | 0 | 0 | 0 | 0 | 0 | 82263 | 0 | 0 | 0 | 0 | 0 | 0 | 0 | 0 | 0 | 0 | 0 | 0 | 0 | 0 | 0 | 0 | 82263 | Uniontown, New Jersey | 40.7209 | -75.1408 | 100 | Yes
43 | Region 2 | New Jersey | Essex Union Joint Meeting Union Twp | 340686-12k | Loan | Not Applicable | Amendment | 2023-05-19 | 433193 | 2024-01-25 | 8630483 | No | No | 0 | JOINT MEETING OF ESSEX AND UNION COUNTIES | Flood Mitigation Phase III Main Plant Site Wall | Flood Mitigation Phase III, Main Plant Site Wall - The project consists of construction of reinforced concrete flood protection walls around the Main Treatment Plant site, including installation of four (4) flood protection swing gates, demolition of the existing guard house and construction of a new guard house, construction of five (5) storm sewer isolation chambers with sluice gates and electric actuators, realignment and repaving of various treatment plant roadways, construction of a new emergency access roadway, relocation and protection of existing utilities, and associated grading and site restoration. Also included in the project are costs for engineering services related to surveying, NJIB Project Report & Permitting, NJDEP & ACOE permitting, and performance of test pits for determination of utility locations. These exhibits address the allowable costs related to project planning and design. Funding for additional costs for this project will be covered in subsequent loan exhibits. | 450000 | 2021-02-09 | 2023-06-30 | 87 | 0 | 0 | 0 | 0 | 0 | 8630483 | 0 | 0 | 0 | 0 | 0 | 0 | 0 | 0 | 0 | 0 | 0 | 0 | 0 | 0 | 0 | 0 | 8630483 | Uniontown, New Jersey | 40.7209 | -75.1408 | 100 | Yes
44 | Region 2 | New Jersey | Essex Union Joint Meeting West Orange Twp | 340686-13l | Loan | Not Applicable | Initial Agreement | 2023-05-19 | 52156 | 2023-05-19 | 52156 | No | No | 0 | JOINT MEETING OF ESSEX AND UNION COUNTIES | Phase IV ACOE Stormwater Pumping Station | Flood Mitigation Phase IV, ACOE Stormwater Pumping Station - The project generally consists of rehabilitation of the existing Army Corps of Engineers (ACOE) Stormwater Pumping Station including the removal of existing equipment, modifications to the existing pumping station structure, installation of three (3) new storm water pumps and discharge piping, replacement of two (2) existing sluice gates and installation of two (2) new sluice gates, modifications to the existing storm water piping influent to the pumping station, replacement of storm water inlet gratings, installation of a new seal water service to the pumping station, installation of new electrical power to the pumping station, and site restoration. These exhibits address the allowable costs related to project planning and design. Funding for additional costs for this project will be covered in subsequent loan exhibits. | 450000 | 2023-04-11 | 2023-06-01 | 88 | 0 | 0 | 0 | 0 | 0 | 52156 | 0 | 0 | 0 | 0 | 0 | 0 | 0 | 0 | 0 | 0 | 0 | 0 | 0 | 0 | 0 | 0 | 52156 | West Orange Township, New Jersey | 40.7894 | -74.2628 | 100
45 | Region 2 | New Jersey | Essex Union Joint Meeting West Orange Twp | 340686-12l | Loan | Not Applicable | Amendment | 2023-05-19 | 274651 | 2024-01-25 | 5498993 | No | No | 0 | JOINT MEETING OF ESSEX AND UNION COUNTIES | Flood Mitigation Phase III Main Plant Site Wall | Flood Mitigation Phase III, Main Plant Site Wall - The project consists of construction of reinforced concrete flood protection walls around the Main Treatment Plant site, including installation of four (4) flood protection swing gates, demolition of the existing guard house and construction of a new guard house, construction of five (5) storm sewer isolation chambers with sluice gates and electric actuators, realignment and repaving of various treatment plant roadways, construction of a new emergency access roadway, relocation and protection of existing utilities, and associated grading and site restoration. Also included in the project are costs for engineering services related to surveying, NJIB Project Report & Permitting, NJDEP & ACOE permitting, and performance of test pits for determination of utility locations. These exhibits address the allowable costs related to project planning and design. Funding for additional costs for this project will be covered in subsequent loan exhibits. | 450000 | 2021-02-09 | 2023-06-30 | 89 | 0 | 0 | 0 | 0 | 0 | 5498993 | 0 | 0 | 0 | 0 | 0 | 0 | 0 | 0 | 0 | 0 | 0 | 0 | 0 | 0 | 0 | 0 | 5498993 | West Orange Township, New Jersey | 40.7894 | -74.2628 | 100
46 | Region 3 | Pennsylvania | Cecil Township Municipal Authority | 75387 | Loan | Not Applicable | Initial Agreement | 2023-05-17 | 18078512 | 2023-05-17 | 18078512 | No | No | 0 | VILLAGE OF LAWRENCE SEWAGE FACILITIES | New Project | To allow the Authority to consolidate all system operations to one treatment plant and accommodate 41 additional customers in Lawrence, the project will include construction of a new wastewater treatment plant designed for an average flow rate of 0.33-million gallons per day and a maximum flow rate of 1.80-million gallons per day. The existing Teodori Sewage Treatment Plant will be converted to a lift station capable of pumping 0.57-million gallons per day. Also, 3,900 feet of 8-inch forcemain and 17,000 feet of 8-inch and 10-inch gravity sewer lines will be installed. This is an existing system and serves 4,636 residential customers with a population of 14,034. The population impacted by this project has a median household income level higher than the state median household income level. User fees are expected to increase by 36 percent. The grant equivalent of the PENNVEST loan subsidy is $3,377,500. | 4636 | 2023-05-01 |  | 107 | 0 | 0 | 0 | 7706869.67 | 0 | 10371642.33 | 0 | 0 | 0 | 0 | 0 | 0 | 0 | 0 | 0 | 0 | 0 | 0 | 0 | 0 | 0 | 0 | 18078512 | Cecil Township, Pennsylvania | 40.3147 | -80.1943 | 100
47 | Region 3 | Delaware | New Castle County | CW-2021-008 | Loan | Not Applicable | Initial Agreement | 2023-04-21 | 7750000 | 2023-04-21 | 7750000 | No | No | 0 | CITY OF WILMINGTON REGIONAL WWTP | NCC Airport Road Sanitary System Original Interceptor Revitalization | The Project consists of the revitalization of 11,350 linear feet of 24” and 30” gravity sewer interceptor, using cured in-place pipe lining, point repairs and replacement of 44 sanitary sewer manholes. The Project will occur on a 1950’s sanitary sewer interceptor that runs parallel to the existing and active 1970’s gravity sewer interceptor, located along Christiana River, between Walther Road and the South Christiana Lift Station, south of Christiana Mall. The Project follows a hydraulic study conducted by the Borrower in 2018, which found that the 1970s’ gravity sewer interceptor, by itself, does not have adequate capacity to convey the future projected sewer flows of the Borrower. The Borrower is proposing to re-activate the previously abandoned 1950’s gravity sewer interceptor and establish cross connections between the two gravity interceptor sewers to prevent surcharging and sanitary sewer overflows. | 108000 | 2023-06-01 | 2024-04-30 | 125 | 0 | 0 | 0 | 0 | 0 | 0 | 7750000 | 0 | 0 | 0 | 0 | 0 | 0 | 0 | 0 | 0 | 0 | 0 | 0 | 0 | 0 | 0 | 7750000 | New Castle County, Delaware | 39.5784 | -75.6389 | 100 | Yes
48 | Region 2 | New Jersey | Rockaway Valley RSA | 340821-10 | Loan | Not Applicable | Initial Agreement | 2023-04-20 | 251700 | 2023-04-20 | 251700 | No | No | 0 | ROCKAWAY VALLEY REG SA | Interceptor Sewer Rehabilitation and Replacement - Boonton Section | The proposed project is for the Rockaway River Regional Interceptor Sewer – Boonton Section Replacement. The proposed rehabilitation of the Boonton Siphon Inlet Chamber (SIC) project includes: 1) Gravity bypass flow control around the Inlet Chamber with Line Stops and Wet Taps; 2) Permanent bypass piping around the Siphon Inlet Chamber left in place with functional isolation valves; 3) Modification to Doghouse Manhole upstream of the SIC to facilitate the gravity bypass construction; 4) Structural Rehabilitation of the Siphon Inlet Chamber; 5) New Electrical Service to Chamber; 6) New Odor Control System; 7) Site Restoration; and 8) Replacement of the Siphon Outlet Chamber and 48” Interceptor in Washington Street which includes, Temporary bypass piping for Flow Control, Improvements to Siphon Clean Out Chamber#4, Installation of new chamber and piping, Replacement of Manhole B-10 and Restoration of the site and Pocket Park. These exhibits approve costs related to the project planning and design contract. | 76274 | 2021-08-13 | 2023-06-30 | 127 | 0 | 0 | 0 | 0 | 0 | 0 | 251700 | 0 | 0 | 0 | 0 | 0 | 0 | 0 | 0 | 0 | 0 | 0 | 0 | 0 | 0 | 0 | 251700 | Rockaway Valley, New Jersey | 40.9281 | -74.4446 | 100
49 | Region 3 | Pennsylvania | Milton Reg SA | 75384 | Loan | Not Applicable | Initial Agreement | 2023-04-13 | 2513000 | 2023-04-13 | 2513000 | Yes | Yes | 1673447 | MILTON REGIONAL SEWER AUTHORITY | New Project | Decommission Lewis Township’s existing wastewater treatment plant and install two new pump stations to convey sewage to Milton Regional Sewer Authority’s existing gravity collection system. Approximately 19,460 feet of forcemain will be installed to complete the connection. The completed project will serve a total of 7,139 households. The population impacted by this project has a median household income that varies above and below the state median household income level. User rates are expected to increase by 15.8 percent. Without the PENNVEST grant of $2,022,447, user rates could increase by 60.6 percent. | 6909 | 2023-04-17 |  | 138 | 0 | 0 | 0 | 331716 | 2181284 | 0 | 0 | 0 | 0 | 0 | 0 | 0 | 0 | 0 | 0 | 0 | 0 | 0 | 0 | 0 | 0 | 0 | 2513000 | Milton, Pennsylvania | 41.0118 | -76.8464 | 100
50 | Region 3 | Pennsylvania | Pittsburgh Water and Sewer Authority | 71459 | Loan | Not Applicable | Initial Agreement | 2023-04-13 | 16544800 | 2023-04-13 | 16544800 | No | No | 0 | PGH CITY COMBINED SEW OVERFLOWS | New Project | Approximately 3,600 inlets and catch basins, that collect stormwater in Pittsburgh Water and Sewer Authority’s (PWSA) system, will be replaced over three years. The majority of the work will take place in combined sewer areas, where potential failure of the catch basins and the amount of debris that enters the system can be reduced, to prevent flow and treatment problems. This is an existing system and serves 99,477 residential customers with a population of 302,407. The population impacted by this project has a median household income level lower than the state median household income level. User fees are expected to increase by 17 percent. The PENNVEST low-interest loan funding will provide the grant-equivalent of $5,570,799 over the life of the loan. | 99477 | 2023-05-01 |  | 139 | 0 | 0 | 0 | 0 | 0 | 0 | 0 | 0 | 0 | 0 | 0 | 0 | 0 | 0 | 0 | 0 | 0 | 0 | 16544800 | 0 | 0 | 0 | 16544800 | Pittsburgh, Pennsylvania | 40.4422 | -79.995 | 100
51 | Region 2 | New Jersey | Camden County MUA | 340640-36 | Loan | 2022 BIL General Supplemental | Initial Agreement | 2023-03-31 | 10827662 | 2023-03-31 | 10827662 | No | No | 0 | DELAWARE #1 WATER POLLUTION CONTROL FACILITY | CCMUA Service & Administration Buildings Rehabilitation | Improvements at the CCMUA’s Administration Building, originally constructed in the 1970s and not substantially upgraded since its construction, include building upgrades and improvements, major system upgrades and replacements to the building’s HVAC, lighting, electrical, roofing, plumbing, sprinkler protection and fire suppression systems to comply with current building codes, safety requirements, handicap accessibility and maintain a sound environment for the staff and public. Improvements at the Support Services Building (also known as the Plant), similarly, not previously upgraded since original construction, include upgrades to the Plant’s operational offices, equipment areas, men’s and women’s locker rooms, showers, handicap accessibility throughout the building, and major system upgrades and replacements throughout the Services Building complex. System upgrades include HVAC, lighting, electrical, plumbing, sprinkler, and fire suppression systems, building code upgrades and restrooms and office upgrades. | 507000 | 2022-11-02 | 2023-05-04 | 156 | 0 | 0 | 0 | 0 | 0 | 10827662 | 0 | 0 | 0 | 0 | 0 | 0 | 0 | 0 | 0 | 0 | 0 | 0 | 0 | 0 | 0 | 0 | 10827662 | Camden County, New Jersey | 39.8037 | -74.9599 | 100 | Yes
52 | Region 2 | New Jersey | Camden County MUA | 340640-30 | Loan | Not Applicable | Initial Agreement | 2023-03-31 | 4987162 | 2023-03-31 | 4987162 | No | No | 0 |  | CCMUA Pump Station Electrical Upgrades | The Camden County Municipal Utilities Authority is pursuing financial assistance from the New Jersey Water Bank for the purchase of a new portable emergency generator, and the upgrade of its deteriorating electrical systems, including the switch gear, at four of its existing pumping stations: Chews landing Pump Station in Gloucester Township, Cooper River Pump Station in Cherry Hill Township, Gloucester City Pump Station in Gloucester City, and the Runnemede Pump Station in the Borough of Runnemede, New Jersey. This project will ensure that water quality is maintained within the project area. | 507000 | 2022-12-15 | 2023-12-15 | 157 | 0 | 0 | 0 | 0 | 0 | 0 | 4987162 | 0 | 0 | 0 | 0 | 0 | 0 | 0 | 0 | 0 | 0 | 0 | 0 | 0 | 0 | 0 | 4987162 | Camden County, New Jersey | 39.8037 | -74.9599 | 100 | Yes
53 | Region 2 | New Jersey | Rahway Valley Sewerage Authority | 340547-17 | Loan | Not Applicable | Initial Agreement | 2023-03-22 | 5215700 | 2023-03-22 | 5215700 | No | No | 0 | RAHWAY VALLEY SEWERAGE AUTH | Headworks Influent Bar Screen Replacement | The Rahway Valley Sewerage Authority (RVSA) is pursuing financial assistance from the New Jersey Water Bank for replacement of the three existing stationary coarse and fine bar screens with three new reciprocating rake cleaning mechanisms outfitted with new multi-rake fine bar screens at the RVSA wastewater treatment plant (WWTP). Frequent blinding occurs with the existing coarse and fine screens as a result of debris buildup and heavy loading. If the screen blinding happens at high flows, the screen channels overflow and the raw wastewater floods the lower level and creates additional maintenance work on non-submersible equipment. Repairing damaged equipment, extended downtimes of the screening channels, in addition to continuous clean-up of the flooded screening operations causes major maintenance burdens to staff and all the impacted systems. | 273788 | 2022-11-10 | 2024-05-08 | 163 | 5215700 | 0 | 0 | 0 | 0 | 0 | 0 | 0 | 0 | 0 | 0 | 0 | 0 | 0 | 0 | 0 | 0 | 0 | 0 | 0 | 0 | 0 | 5215700 | 1050 E Hazelwood Ave, Rahway, New Jersey, 07065 | 40.6003 | -74.2587 | 100
54 | Region 3 | Pennsylvania | Shamokin - Coal Township Jt SA | 71455 | Loan | Not Applicable | Initial Agreement | 2023-03-08 | 2985836 | 2023-03-08 | 2985836 | Yes | Yes | 2905517 | SHAMOKIN-COAL TWP JT SEW AUTH | New Project | The project will provide like-for-like replacement of the anaerobic digester lids. This existing system serves 9,325 residential customers, within four municipalities of Northumberland County, with a median household income level below the state median household income level. User rates are expected to increase by 0.2 percent. Without the PENNVEST grant of $2,905,517, user rates would increase by 3.1 percent. The PENNVEST low-interest loan funding will provide the grant-equivalent of $65,406.20 over the life of the loan. | 9825 | 2023-04-01 | 2023-10-01 | 188 | 0 | 0 | 0 | 0 | 0 | 2985836 | 0 | 0 | 0 | 0 | 0 | 0 | 0 | 0 | 0 | 0 | 0 | 0 | 0 | 0 | 0 | 0 | 2985836 | 114 Bridge St, Shamokin, Pennsylvania, 17872 | 40.8113 | -76.5833 | 100
55 | Region 2 | New Jersey | North Hudson SA | 340952-39 | Loan | Not Applicable | Initial Agreement | 2023-03-01 | 17019937 | 2023-03-01 | 17019937 | No | No | 0 | NORTH HUDSON-ADAMS STREET FACILITY - HOBOKEN STP-TRI CITY | Boulevard East Combined Sewer Improvements | The North Hudson Sewerage Authority (NHSA) is pursuing financial assistance from the New Jersey Water Bank to upsize existing combined sewers, install new storm sewers and construct a new stormwater pumping station in Weehawken Township, Hudson County, New Jersey. Approximately 2,279 linear feet (LF) of pipe construction will take place along Boulevard East, Hamilton Avenue, Highwood Avenue, and Hudson Place, and a new 17 million gallons per day stormwater pump station will be built in an existing parking lot directly west of the intersection of Highwood Avenue and Hudson Place. Approximately 710 LF of 24-inch polyvinyl chloride force main will be constructed from the pump station and will convey stormwater flows into the existing combined sewer within Boulevard East. In Hamilton Avenue, approximately 680 LF of 12-inch vitrified clay pipe will be abandoned in place and filled with flowable fill. The pumping station will be located on Weehawken Township property that the township allocated for the NHSA’s use. Additionally, 31 manholes and 20 storm inlets will be constructed as part of the proposed project. This project will protect water quality and address localized flooding issues. | 180000 | 2023-03-01 | 2024-08-22 | 192 | 0 | 17019937 | 0 | 0 | 0 | 0 | 0 | 0 | 0 | 0 | 0 | 0 | 0 | 0 | 0 | 0 | 0 | 0 | 0 | 0 | 0 | 0 | 17019937 | 1600 Adams St, Hoboken, New Jersey, 07030 | 40.756 | -74.0321 | 100
56 | Region 2 | New Jersey | Middlesex County U.A. | 340699-18 | Loan | Not Applicable | Initial Agreement | 2023-02-28 | 5876882 | 2023-02-28 | 5876882 | No | No | 0 | MIDDLESEX CNTY UA | CTP Rehab-Phase 5 | The Authority will be undertaking the Phase V of Central Treatment Plant (CTP) rehabilitation which consists of two (2) projects: Admin Annex Building HVAC Improvements and Process Air Piping Replacement. The process air piping replacement includes replacement of the air diffuser assemblies for the eight aerated channels around the treatment plant and installation of an additional blower to maintain dissolved air levels and keep solids in suspension. The Administration Annex Building HVAC Improvements include mechanical systems improvements to address humidity issues in the laboratory and other portions of the building including new boilers, fan coils, and make up air units to improve air quality. These exhibits address the allowable costs related to the Admin Annex Building HVAC Improvements contract. | 942042 | 2023-02-28 | 2024-04-23 | 193 | 0 | 0 | 0 | 0 | 0 | 0 | 5876882 | 0 | 0 | 0 | 0 | 0 | 0 | 0 | 0 | 0 | 0 | 0 | 0 | 0 | 0 | 0 | 5876882 | Middlesex County, New Jersey | 40.44 | -74.409 | 100
57 | Region 2 | New Jersey | Ocean County UA | 340372-64 | Loan | Not Applicable | Initial Agreement | 2023-02-28 | 46282725 | 2023-02-28 | 46282725 | No | No | 0 | OCEAN CNTY UA | S340372-64 | The Ocean County Utilities Authority (OCUA) is pursuing financial assistance from the New Jersey Water Bank for improvements and rehabilitation to be implemented to the Central Water Pollution Control Facility (CWPCF), which is located off Hickory Lane in Bayville Township, Ocean County, New Jersey. The CWPCF`s infrastructure is currently aging, outdated, and near the end of its useful life. The proposed work consists of installation, modifications, and replacement of old equipment. The results of the proposed project will ensure that water quality, public health, and the environment are protected. Work includes: (1) Main Influent Pumping Station - (a) Replace Pump No. 2 and Pump No. 3, (b) Replace Motors on Pump No. 1 and No. 4, (c) Install 4-new 4160 variable frequency drives, one per pump, (d) Interior 54-inch diameter and valve replacement, (e) Replacement of exterior located, buried 54-inch diameter gate valves; (2) Grit Removal System - (a) Modification of Existing Aerated Grit Chamber No. 1, 2 and 3 with stacked tray unit plate settlers, (b) Installation of Aerated Grit Chamber No. 4, and (c) Installation of New Grit Washing and Conveying System; (3) Primary Influent Distribution - (a) Installation of new 54-inch diameter primary distribution pipes w/mag meters, and (b) Installation of new Primary Distribution Box and 36-inch diameter piping to primary clarifiers; (4) Replace existing 42-inch primary effluent distribution valve; (5) Installation of flow measurement instruments at a aeration tanks; (6) Replacement of low pressure service water pumps; and (7) Installation of new plant drain pipe and manholes. | 267196 | 2022-08-17 | 2025-11-15 | 194 | 0 | 0 | 0 | 0 | 0 | 0 | 46282725 | 0 | 0 | 0 | 0 | 0 | 0 | 0 | 0 | 0 | 0 | 0 | 0 | 0 | 0 | 0 | 46282725 | Ocean County, New Jersey | 39.866 | -74.25 | 100
58 | Region 3 | Pennsylvania | City of DuBois | 75388 | Loan | Not Applicable | Initial Agreement | 2023-02-28 | 88317000 | 2023-02-28 | 88317000 | Yes | Yes | 4433103 | CITY OF DUBOIS MUNI SEW | New Project | The existing sewage treatment plant will be demolished and replaced with a new facility that will provide a new influent pump station, septage receiving, screening, grit removal, sequencing batch reactor biological treatment, tertiary filtration, ultraviolet disinfection, aerobic digestion, and sludge dewatering. A new administration building will be constructed, along with a new access road and bridge leading to the site. Also during the project, 8,000 feet of sanitary sewer and 4,500 feet of sewer interceptor will be replaced, and 1,600 feet of sewer interceptor will be rehabilitated. The system currently serves 3,321 households among four municipalities within Clearfield and Jefferson Counties, which have a median household income level below the state median household income level. User rates are expected to increase by 14.3 percent. Without the PENNVEST grant of $4,433,103.00, it is anticipated that user rates would increase by 19.4 percent. | 3321 | 2022-05-01 |  | 195 | 77136067.8 | 0 | 0 | 0 | 6553121.4 | 0 | 4627810.8 | 0 | 0 | 0 | 0 | 0 | 0 | 0 | 0 | 0 | 0 | 0 | 0 | 0 | 0 | 0 | 88317000 | DuBois, Pennsylvania | 41.1196 | -78.7634 | 100
59 | Region 2 | New Jersey | Newark City | 340815-26 | Loan | Not Applicable | Initial Agreement | 2023-02-06 | 3772074 | 2023-02-06 | 3772074 | Yes | No | 0 | NEWARK CITY | Improvements to the Peddie CSO | The project scope includes planning, design and construction of a floatables control netting facility at the Peddie CSO to replace the existing floating pontoon structure previously built under a USEPA demonstration project. | 315000 | 2022-08-17 | 2023-07-22 | 219 | 0 | 3772074 | 0 | 0 | 0 | 0 | 0 | 0 | 0 | 0 | 0 | 0 | 0 | 0 | 0 | 0 | 0 | 0 | 0 | 0 | 0 | 0 | 3772074 | Newark City | 40.7621 | -74.1707 | 100
60 | Region 2 | New Jersey | Toms River Twp MUA | 340145-07 | Loan | Not Applicable | Initial Agreement | 2023-01-31 | 5732617 | 2023-01-31 | 5732617 | No | No | 0 |  | Sanitary Sewer Rehabilitation | The project will rehabilitate the collection system within the Township. Rehabilitaion will consist of 1) cured-in-place lining, 2) excavation, removal/replacement-in-kind, and 3) replacement of pipe at Roster Road and Route 37 and proper abandonment of existing asbestos concrete gravity pipe (ACP). | 90463 | 2022-06-21 | 2024-09-03 | 222 | 0 | 0 | 0 | 0 | 0 | 0 | 5732617 | 0 | 0 | 0 | 0 | 0 | 0 | 0 | 0 | 0 | 0 | 0 | 0 | 0 | 0 | 0 | 5732617 | Township of Toms River, New Jersey | 39.9894 | -74.1651 | 95.19
61 | Region 3 | Pennsylvania | Lancaster County Conservation District | 72835 | Loan | Not Applicable | Initial Agreement | 2023-01-31 | 606823 | 2023-01-31 | 606823 | Yes | Yes | 606823 |  | Lancaster County Conservation District | The project will include installation of a circular, concrete waste storage structure, a roofed concrete heavy-use area, roofed manure stacking structures, a cattle walkway with a stream crossing, a reinforced gravel access road, roof gutters and roof drains, a reinforced gravel animal walkway, and a surface inlet with a steel grate and a stormwater pipe. When complete, an estimated 4,044 pounds of sediment, 3,753 pounds of nitrogen, and 1,617 pounds of phosphorus will be reduced annually. | 2 | 2023-02-01 |  | 223 | 0 | 0 | 0 | 0 | 0 | 0 | 0 | 0 | 0 | 606823 | 0 | 0 | 0 | 0 | 0 | 0 | 0 | 0 | 0 | 0 | 0 | 0 | 606823 | Lancaster County, Pennsylvania | 40.0424 | -76.2477 | 100
62 | Region 2 | New Jersey | Atlantic County UA | 340809-30 | Loan | Not Applicable | Initial Agreement | 2022-12-22 | 9459390 | 2022-12-22 | 9459390 | Yes | Yes | 2000000 | ATLANTIC COUNTY UTILITIES AUTH WWTF | Ventnor-Margate Forcemain Replacement - Phase 1 | Atlantic County Utilities Authority (ACUA) project entails the construction of a new force main to replace a three quarter mile section of the existing VMFM. The project is located within various ACUA easements in Atlantic City, New Jersey. The force main replacement begins just north of Route 40/322 (aka Albany Ave.) on the Bader Field site. The pipeline extends around the western and northern edges of the Bader Field site before crossing underneath Great Thorofare, the Atlantic City Expressway and the NJ Transit Rail Line. The end of the project is located on the north side of the NJ Transit Rail Line, where the 30-inch Ventnor/ Margate and 36-inch Pleasantville force mains connect and merge into a 42-inch force main. Approximately 4,275 feet of new 30-inch diameter high-density polyethylene (HDPE) pipe will be constructed within the existing easements alongside the existing welded steel pipe VMFM. Both open-cut and horizontal directional drill (HDD) methods will be used for installation. Open-cut construction methods will be used along the Bader Field property and at the tie in-point north of the NJ Transit Line. HDD will be used underneath Great Thorofare, the Atlantic City Expressway, and the NJ Transit Rail Line. | 229741 | 2021-01-07 | 2022-04-30 | 229 | 0 | 0 | 0 | 0 | 0 | 0 | 9459390 | 0 | 0 | 0 | 0 | 0 | 0 | 0 | 0 | 0 | 0 | 0 | 0 | 0 | 0 | 0 | 9459390 | Atlantic County, New Jersey | 39.4688 | -74.6338 | 100
63 | Region 2 | New Jersey | Camden County MUA | 340640-18R | Loan | Disaster Relief Appropriations Act, 2013 (Sandy) | Initial Agreement | 2022-12-22 | 1787160 | 2022-12-22 | 1787160 | No | Yes | 348460 | Delaware # 1 WPCF | Phase 1 Upgrades to Improve/Sustain Optimal Wastwater Performance | The Camden County MUAs wastewater treatment plant upgrades consist of the two following contracts: Anaerobic Digester (AD) Facility (Contract #1): --Conversion of four (4) existing sludge storage tanks into high rate anaerobic digestors; --Installation of three (3) new rotary screw thickeners at existing sludge thickening/dewatering facility, process equipment including piping, valves, sludge pumps, VFD controls, and addition of instrumentation; --Construction of sludge storage facility containing five (5) new sludge storage tanks and a process building, new Bio Gas storage tank and emergency flare; and --Modifications to the existing Electrical, HVAC, Odor Control, SCADA, Fire Monitoring and Protection, and Security Systems. Combine Heat and Power (CHP) Facility (Contract #2): --Installation of Biogas Treatment and Conditioning Systems, Natural Gas Blending System, two (2) Combined Heat and Power Units with Post Combustion Treatment System, Heat Recovery system which will provide heat for Digesters Heating, and associated electrical systems required for a complete system, in accordance with PSE&G requirements. Also include the site preparation and foundation installation required for new Facility installation related to the AD Contract. | 508932 | 2017-08-29 | 2021-06-10 | 230 | 0 | 0 | 0 | 0 | 0 | 1787160 | 0 | 0 | 0 | 0 | 0 | 0 | 0 | 0 | 0 | 0 | 0 | 0 | 0 | 0 | 0 | 0 | 1787160 | Camden County, New Jersey | 39.8037 | -74.9599 | 100 | Yes
64 | Region 3 | Delaware | Sussex County Council | CW-2022-007 | Loan | 2022 BIL General Supplemental | Initial Agreement | 2022-12-16 | 21682488 | 2022-12-16 | 21682488 | Yes | Yes | 4281620 |  | SLAUGHTER BEACH SEPTIC ELIMINATION PROJECT | This project consists of financing or reimbursing the County for the design, construction and equipping of the Slaughter Beach Septic Elimination Project, which will finance the installation of a central sanitary sewer system for the Town of Slaughter Beach to serve its 298 improved lots (394 total). Proposed sewer collection is through vacuum valve pits on the served properties and various diameter vacuum mains which will flow to a sanitary sewer pump station on the south end of the town. This pump station will then transmit flow approximately ten miles by force main to Artesian Wastewater Management’s Sussex Regional Recharge Facility. Artesian will then treat and dispose of the effluent based on the existing interchange agreement between the County and provider. | 218 | 2023-02-01 | 2024-04-01 | 233 | 0 | 0 | 0 | 21682488 | 0 | 0 | 0 | 0 | 0 | 0 | 0 | 0 | 0 | 0 | 0 | 0 | 0 | 0 | 0 | 0 | 0 | 0 | 21682488 | Sussex County, Delaware | 38.6831 | -75.3396 | 100
65 | Region 3 | Delaware | Sussex County Council | CW-2021-011 | Loan | Not Applicable | Initial Agreement | 2022-12-16 | 1840000 | 2022-12-16 | 1840000 | Yes | No | 0 |  | Countryside Hamlet Septic Elimination | This project consists of financing or reimbursing the County for the design, construction and equipping of the Countryside Hamlet Septic Elimination Project, which will finance the construction of a gravity collection system, a sanitary sewer pump station and a force main to discharge to Sussex County sewer on Delaware Avenue in Frankford. | 165 | 2023-01-01 | 2023-12-31 | 234 | 0 | 0 | 0 | 1840000 | 0 | 0 | 0 | 0 | 0 | 0 | 0 | 0 | 0 | 0 | 0 | 0 | 0 | 0 | 0 | 0 | 0 | 0 | 1840000 | Sussex County, Delaware | 38.6831 | -75.3396 | 100
66 | Region 2 | New Jersey | Highlands Borough | 340901-05 | Loan | Not Applicable | Initial Agreement | 2022-12-09 | 8247239 | 2022-12-09 | 8247239 | Yes | No | 0 | MIDDLETOWN SA (TOMSA) | Phase 1 Sanitary Sewer Improvements | The existing sanitary sewer system within Waterwich Ave, Linden Ave, Bay Ave, and the surrounding residential area is comprised of vitrified clay and has deteriorated and is overburdened due to infiltration and inflow. This project aims to eliminate I&I in this system by removal of existing deteriorated clay sanitary sewer main and replacement with PVC sanitary sewer. | 4600 | 2022-01-27 | 2023-07-08 | 247 | 0 | 0 | 0 | 0 | 0 | 0 | 8247239 | 0 | 0 | 0 | 0 | 0 | 0 | 0 | 0 | 0 | 0 | 0 | 0 | 0 | 0 | 0 | 8247239 | Highlands, New Jersey | 40.4014 | -73.9866 | 100
67 | Region 2 | New Jersey | East Orange City | 340843-03 | Loan | Not Applicable | Initial Agreement | 2022-11-09 | 10396039 | 2022-11-09 | 10396039 | Yes | No | 0 | PASSAIC VALLEY SEWERAGE COMM | The Crossings at Brick Church | The Crossings at Brick Church project will provide necessary and substantial improvements and enhancements to the stormwater and sanitary sewer infrastructure systems in the area. The Project includes the demolition of existing building and substandard infrastructure, replacement and rehabilitation of the Water Facilities, implementation of a necessary ground water remediation program and construction of an impervious cap, through appropriate building foundations and asphalt-paved roadways, that will mitigate and prevent any further contamination of the site and the surrounding areas. These exhibits address the allowable costs associated with Phase 1A of the proposed project. | 64270 | 2022-02-03 | 2022-11-09 | 261 | 0 | 0 | 280693.05 | 0 | 0 | 0 | 61336.63 | 0 | 0 | 0 | 0 | 0 | 0 | 0 | 0 | 0 | 0 | 0 | 10054009.32 | 0 | 0 | 0 | 10396039 | East Orange, New Jersey | 40.7617 | -74.2084 | 100
68 | Region 2 | New Jersey | Stafford Twp | 340946-09 | Loan | Not Applicable | Initial Agreement | 2022-11-09 | 3539604 | 2022-11-09 | 3539604 | No | No | 0 | SOUTHERN WATER POLLUTION | Beach Haven West Sanitary Sewer Replacement Phase IV | Project consists of the removal and replacement of approximately 9,200 linear feet of Asbestos Concrete Pipe (ACP) sanitary sewer mains with 9,149 linear feet of SDR-35 PVC sanitary sewer mains. Work shall include removal and replacement of 38 sanitary sewer manholes and approximately 250 sanitary sewer laterals. The project shall require dewatering and bypass pumping during the course of construction. Work shall take place in the Beach Haven West section of Stafford Township on Walter Boulevard, Rosalyn Drive, Harold Lane, Linda Road, Phyllis Lane, Glenn Drive, Marguerite Lane, Morris Boulevard, Steven Drive, Julia Drive, and Selma Drive. | 234 | 2022-06-23 | 2023-07-14 | 262 | 0 | 0 | 0 | 0 | 0 | 0 | 3539604 | 0 | 0 | 0 | 0 | 0 | 0 | 0 | 0 | 0 | 0 | 0 | 0 | 0 | 0 | 0 | 3539604 | Stafford Township, New Jersey | 39.7044 | -74.2633 | 100
69 | Region 2 | New Jersey | Passaic Valley SC | 340689-53 | Loan | Not Applicable | Initial Agreement | 2022-10-28 | 4079459 | 2022-10-28 | 4079459 | Yes | No | 0 | PASSAIC VALLEY SEWERAGE COMM | Plantwide SCADA Improvements | The project is a plantwide SCADA Improvements project. The work involves replacing existing control equipment that has reached the end of its useful life. The project will provide a more efficient and reliable control system to monitor and control the wastewater treatment processes. It will be divided into multiple contracts that will be bid at separate times. This description pertains to Contract No. B229 – Oxygenation Tanks (Decks) SCADA Upgrade. | 1508873 | 2021-07-13 | 2023-07-31 | 266 | 0 | 0 | 0 | 0 | 0 | 4079459 | 0 | 0 | 0 | 0 | 0 | 0 | 0 | 0 | 0 | 0 | 0 | 0 | 0 | 0 | 0 | 0 | 4079459 | 600 Wilson Ave, Newark, New Jersey, 07105 | 40.7143 | -74.1345 | 100
70 | Region 2 | New Jersey | Passaic Valley SC | 340689-49 | Loan | Not Applicable | Initial Agreement | 2022-10-28 | 27579644 | 2022-10-28 | 27579644 | Yes | No | 0 | PASSAIC VALLEY SEWERAGE COMM | PVSC Perimeter Flood Wall, Storm Water Collection Sys. & Pumping Stations (Merged (S340689-41,42,43) | This Project consists of three components: 1) construction of a flood wall at its 140+ acre regional wastewater treatment facility located at 600 Wilson Avenue, Newark, New Jersey to mitigate against the future risk of storm damage and consequent risk of service disruption. 2) upgrade the existing storm water drainage system that will consist of a network of pipes throughout the plant ranging in sizes from 12" to 72" in diameter on pile supported foundations. and 3) to mitigate against future storm rain events and remove the water within the new flood wall, three pumping stations will be constructed. The pump stations will be provided on the east (2 No.) and west (1 No.) side of the treatment plant. Each pumping station will consist of pile supported reinforced concrete structures, mechanical pumps and electrical equipment. | 1508873 | 2019-08-01 | 2024-11-08 | 267 | 0 | 0 | 0 | 0 | 0 | 27579644 | 0 | 0 | 0 | 0 | 0 | 0 | 0 | 0 | 0 | 0 | 0 | 0 | 0 | 0 | 0 | 0 | 27579644 | 600 Wilson Ave, Newark, New Jersey, 07105 | 40.7143 | -74.1345 | 100
71 | Region 2 | New Jersey | Passaic Valley SC | 340689-33 | Loan | Not Applicable | Initial Agreement | 2022-10-28 | 6684009 | 2022-10-28 | 6684009 | Yes | No | 0 | PASSAIC VALLEY SEWERAGE COMM | Weatherproof Tunnel Locations Including HVAC for Ventilation | The project scope is to furnish all labor materials and equipment and other facilities required to segment the utility tunnel system by the installation of watertight doors in bulkhead walls at various locations within the tunnel and to install watertight doors at access locations to process areas. The scope also includes HVAC work to provide ventilation to the segmented areas and associated electrical and above grade site work. | 1508873 | 2020-12-23 | 2024-07-29 | 268 | 0 | 0 | 0 | 0 | 0 | 6684009 | 0 | 0 | 0 | 0 | 0 | 0 | 0 | 0 | 0 | 0 | 0 | 0 | 0 | 0 | 0 | 0 | 6684009 | 600 Wilson Ave, Newark, New Jersey, 07105 | 40.7143 | -74.1345 | 100
72 | Region 3 | Delaware | Kent County | CW-2020-008 | Loan | Not Applicable | Initial Agreement | 2022-10-27 | 17000000 | 2022-10-27 | 17000000 | No | No | 0 | KENT COUNTY WASTEWATER TREATMENT FACILITY | Kent County Biosolids Project | The project includes the purchase of new sludge dryers and associated equipment, consisting of screening and belt filter presses, sludge and waste pumps, conveying equipment, polymer system, electrical equipment, and an emergency generator. The goal is to produce a marketable Class A biosolids product while reducing operating costs, maintenance costs and energy usage at the Kent County Regional Resource Recovery Facility, located at 139 Milford Neck Road, Milford. The equipment will be installed within the footprint of the existing Resource Recovery Facility. | 133000 | 2022-12-01 | 2024-07-01 | 270 | 0 | 0 | 0 | 0 | 0 | 17000000 | 0 | 0 | 0 | 0 | 0 | 0 | 0 | 0 | 0 | 0 | 0 | 0 | 0 | 0 | 0 | 0 | 17000000 | Kent County, Delaware | 39.096 | -75.5041 | 100 | Yes
73 | Region 2 | New Jersey | South Monmouth RSA | 340377-06 | Loan | Not Applicable | Initial Agreement | 2022-10-20 | 1096940 | 2022-10-20 | 1096940 | No | No | 0 | SOUTH MONMOUTH REGIONAL SA | Pump Station Upgrades - Brielle and Glimmer Glass | The work at the Brielle and Glimmer Glass pump stations include, provision and implementation of bypass pumping system; shutdown and isolation of existing sewage pumps wet wells; demolition of existing concrete diversion walls, floors and flow channels within wet wells; and installation of new FRP grating levels as well as the installation of stainless steel or concrete structural support systems. Additional work shall include cleaning and repairing of all interior concrete surfaces within each wet well; cleaning and rehabilitation and coating of metal surfaces to remain in each wet well; installation of epoxy coating system on all existing wet well surfaces; installing new stainless steel trash basket with associated mounting and railing requirements; installation of both davit crane hoists and fall protection/retrieval hoists; and installation of flood protection measures. | 15000 | 2022-06-07 | 2023-09-12 | 275 | 0 | 0 | 0 | 0 | 0 | 0 | 1096940 | 0 | 0 | 0 | 0 | 0 | 0 | 0 | 0 | 0 | 0 | 0 | 0 | 0 | 0 | 0 | 1096940 | 1235 18th Ave, Wall Township, New Jersey, 07719 | 40.169 | -74.0423 | 100
74 | Region 3 | Pennsylvania | Philadelphia City | 78025 | Loan | Not Applicable | Initial Agreement | 2022-10-12 | 7545605 | 2022-10-12 | 7545605 | No | No | 0 | PHILA WATER DEPT - SOUTHEAST WPC PLANT | New Project | The project consists of 34 green stormwater infrastructure systems, a combination of infiltration trenches, tree trenches, and stormwater bumpouts managing over 12 acres of drainage area in South Philly, Saunders Park, Fairmount, and Harrowgate. The volume of stormwater entering the combined system will be reduced, resulting in a reduction of the amount of combined sewer overflows. This is an existing system in a lower-than-median household income level area, and rates are not expected to increase. | 1584064 | 2022-10-15 |  | 277 | 0 | 0 | 0 | 0 | 0 | 0 | 0 | 0 | 0 | 0 | 0 | 0 | 0 | 0 | 0 | 0 | 0 | 0 | 0 | 7545605 | 0 | 7545605 | 0 | Philadelphia, Pennsylvania | 39.9511 | -75.1656 | 100 | Yes
75 | Region 3 | Pennsylvania | Philadelphia City | 78024 | Loan | Not Applicable | Initial Agreement | 2022-10-12 | 8221985 | 2022-10-12 | 8221985 | No | No | 0 | PHILA WATER DEPT - NORTHEAST WPC PLANT | New Project | The project consists of 37 green stormwater infrastructure systems, a combination of rain gardens, infiltration trenches, tree trenches, and stormwater bumpouts managing over 18 acres of drainage area in the neighborhoods of Packer Park, South Philly, Overbrook, Lawndale, and Holmesburg. The volume of stormwater entering the combined system will be reduced, resulting in a reduction in the amount of combined sewer overflows. This is an existing system in a lower-than-median household income level area, and rates are not expected to increase. | 1584064 | 2022-08-16 |  | 278 | 0 | 0 | 0 | 0 | 0 | 0 | 0 | 0 | 0 | 0 | 0 | 0 | 0 | 0 | 0 | 0 | 0 | 0 | 0 | 8221985 | 0 | 8221985 | 0 | Philadelphia, Pennsylvania | 39.9511 | -75.1656 | 100 | Yes
76 | Region 2 | New Jersey | South Orange Village | 340103-02 | Loan | Not Applicable | Amendment | 2022-10-07 | 1673112 | 2023-02-10 | 2311231 | No | Yes | 0 |  | The Township of South Orange Village Water Utility - Advanced Metering Infrastructure (AMI) Implementation Project | The Township of South Orange Village is pursuing financial assistance from the New Jersey Water Bank for replacement of approximately 4,500 existing water meters with new smart meters. The Township’s existing water meters and metering infrastructure, which were installed 2003, have exceeded their useful life expectancy and will be replaced with an Advanced Metering Infrastructure (AMI) smart water metering system and a Data Management System (DMS). The Township will install approximately 500 new water meters per month within a twelve (12) month period. The proposed project entails the following: installation of residential and commercial smart water meters; installation of all necessary backflow preventers, isolation valves, and laterals; possible repair/replacement of curb boxes and curb valves; installation of data collector node units and antennas mounted to four (4) existing buildings, Montrose School, South Mountain School, Brentwood Water Sphere and Seton Hall University Jubilee Hall; and implementation of a cloud-based data management system. In addition, to assure the safety of its drinking water, the Township will perform lead testing on water service lateral connections from the curb stop to user meters during installation of the proposed project to identify sections of the distribution network in which lead may be present. Implementing an AMI system and a DMS will increase the operational efficiency and reliability of the Township’s water metering system. These exhibits address allowable costs associated with the AMI Antenna Purchase and Installation, Water Meter Purchase, and Software Procurement (Contracts 1, 2 and 3 of 4). | 16000 | 2022-10-07 | 2023-11-15 | 282 | 0 | 0 | 0 | 0 | 0 | 0 | 0 | 0 | 0 | 0 | 0 | 0 | 0 | 0 | 0 | 0 | 0 | 0 | 0 | 0 | 2311231 | 0 | 2311231 | South Orange Village, New Jersey | 40.7491 | -74.2602 | 100
77 | Region 3 | Pennsylvania | Philadelphia City | 71448 | Loan | Not Applicable | Initial Agreement | 2022-09-20 | 106929660 | 2022-09-20 | 106929660 | No | No | 0 |  | New Project | The project will construct a new 300-million gallons-per-day preliminary treatment facility including a diversion structure to reroute wastewater flow from existing 66-inch and 78-inch sewer interceptors, new screening and grit removal systems, and a tie-in conduit to connect to existing primary sedimentation tanks. The screening facilities are housed in a new 18,000 square foot building and include two 72-inch magnetic flow meters, and six mechanically cleaned bar screens and associated screening conveyance, and collection systems. The grit facilities include six 26-foot diameter hydraulically induced vortex grit tanks surrounding an 8,000 square foot pipe gallery which includes two grit pumps and associated piping for each tank. Settled grit is pumped to three grit washer/classifiers located in the screening building from where it will be conveyed to dumpsters for storage and removal. A new two-stage odor control system will include two trains each consisting of a bio-trickling scrubber followed by carbon absorber to treat odorous compounds associated with the new facilities. A gas main and electrical infrastructure will be relocated to accommodate the new facilities. This is an existing system in a lower than median household income level area, and rates are not expected to increase. | 485000 | 2022-08-08 |  | 287 | 0 | 0 | 0 | 0 | 0 | 106929660 | 0 | 0 | 0 | 0 | 0 | 0 | 0 | 0 | 0 | 0 | 0 | 0 | 0 | 0 | 0 | 0 | 106929660 | Philadelphia, Pennsylvania | 39.9511 | -75.1656 | 100 | Yes
78 | Region 2 | New Jersey | Wanaque Valley RSA | 340780-05 | Loan | Not Applicable | Initial Agreement | 2022-09-01 | 1154985 | 2022-09-01 | 1154985 | No | No | 0 | WANAQUE VALLEY REG SA | NJIB 2022 CAPITAL IMPROVEMENT PROJECT | Capital Improvement Project for plant upgrades, including grit removal system, supplemental aeration, clarifier upgrades, microscreen replacement, sludge handling upgrades, RAS/WAS upgrade and HVAC sitewide improvements. | 11719 | 2020-11-03 | 2022-08-15 | 294 | 0 | 0 | 0 | 0 | 0 | 1154985 | 0 | 0 | 0 | 0 | 0 | 0 | 0 | 0 | 0 | 0 | 0 | 0 | 0 | 0 | 0 | 0 | 1154985 | 101 Warren Hagstrom Blvd, Wanaque, New Jersey, 07465 | 41.0423 | -74.2849 | 100
79 | Region 3 | Pennsylvania | North Union Township Municipal Services Authority | 75386 | Loan | Not Applicable | Initial Agreement | 2022-09-01 | 11046272 | 2022-09-01 | 11046272 | No | No | 0 | NUTMSA SANITARY SEWER EXTENSION | New Project | To alleviate ongoing issues in this rural area, approximately 55,000 feet of sewer line will be installed along with four pump stations. The system is a low-pressure design to facilitate the geography, so a grinder pump will be installed on each connection. Approximately 285 new customers will be added to the North Union Township Municipal Services Authority (NUTMSA) system upon completion of this project. Reasons for the new connections: 93 have malfunctioning onlot systems; 96 are associated with wildcat discharges; 40 are served inadequately by a privately-owned, non-municipal treatment plant; and the remaining 56 are located along the line route and need to be connected to the system. NUTMSA will operate and maintain the grinder pumps for the length of any PENNVEST financing. This is an existing system, in an area with a population of 11,108, and it will serve approximately 4,830 residential customers after the project is completed. The population impacted by this project has a median household income level below the state median household income level. User fees are expected to increase by 27 percent. The grant equivalent of the PENNVEST loan subsidy is $2,489,800. | 4830 | 2022-08-08 |  | 295 | 0 | 0 | 0 | 10143791.58 | 0 | 0 | 902480.42 | 0 | 0 | 0 | 0 | 0 | 0 | 0 | 0 | 0 | 0 | 0 | 0 | 0 | 0 | 0 | 11046272 | North Union, Pennsylvania | 39.9101 | -79.6732 | 100
80 | Region 3 | Pennsylvania | Penn Township (Westmoreland Cty) | 72832 | Loan | Not Applicable | Initial Agreement | 2022-09-01 | 1909625 | 2022-09-01 | 1909625 | No | No | 0 | HARRISON PARK & DOLLY AVENUE STORMWATER IMPROVEMENTS | New Project | Flooding along Dolly Avenue will be addressed with the installation of approximately 1,700 feet of new storm pipe, 22 inlets, and a stilling well to control flow velocity. In addition, a new aluminum arch pipe will replace an existing steel arch that conveys storm flows under the roadway and is rusting out. Portions of the roadway will also be widened during the project; these costs are ineligible for PENNVEST funding, as they do not impact stormwater collection and are not included in the PENNVEST request. Flooding in the Harrison Park area will be addressed through the construction of a new bioretention pond, along with conveyance pipe and inlets to carry the stormwater to the pond. Also, a vegetative swale, as well as approximately 1,200 feet of pipe, 2 inlet boxes, 5 manholes, riprap, and 6 high-earthen retention berms will be utilized to collect and control upgradient stormwater in the Harrison Park area of the Township. The existing Lazar stormwater pond will be retrofitted to accommodate the additional flow from this project. A portion of this infrastructure will be constructed on Commonwealth property to control stormwater flowing in an area located between the highest point at which the stormwater originates and the areas most impacted by the flooding. Penn Township is currently drafting an agreement with the Commonwealth to implement and maintain the improvements. This project will serve 8,032 households with a population of approximately 20,000. The population impacted by this project has a median household income level greater than the state median household income level. Penn Township currently owns and operates the stormwater facilities in the municipality. They do not currently charge a rate or fee for stormwater facilities. This project is expected to have an annual impact of $33.82 per household. The grant equivalent of the PENNVEST loan subsidy is $405,598. | 8032 | 2022-09-06 |  | 296 | 0 | 0 | 0 | 0 | 0 | 0 | 0 | 0 | 0 | 0 | 0 | 0 | 0 | 0 | 0 | 0 | 0 | 0 | 1909625 | 0 | 0 | 0 | 1909625 | Penn Township, Pennsylvania | 40.3729 | -79.6522 | 100
81 | Region 2 | New Jersey | Metuchen Borough | 340360-02 | Loan | Not Applicable | Initial Agreement | 2022-08-26 | 8145895 | 2022-08-26 | 8145895 | No | No | 0 | MIDDLESEX CNTY UA | Jersey Avenue Pump Station Replacement | The Borough of Metuchen and Township of Edison are pursuing financial assistance to construct a new submersible pump station. An agreement was reached between the Borough of Metuchen and the Township of Edison to construct a new pump station to replace the existing antiquated pump stations. The new pump station will be adequately sized to accommodate the peak flow from the portions of Edison currently serviced by the existing Edison pump station, in addition to the peak flows from Metuchen. The new pump station will be connected to the existing force main currently serving the Metuchen Jersey Avenue pump station. The improvements will include constructing a precast concrete wet well and valve chamber, precast concrete and electrical control structure, stand-by generator, and installation of (3) submersible pumps. The work includes the extension of the existing force main and gravity sewers. Approximately 550 linear feet of gravity sewer, 500 linear feet of 24-inch ductile iron pipe force main and 10 manholes will be constructed to connect the proposed pump station to the existing utilities. The new gravity sewer will consist of 15-inch and 24-inch polyvinyl chloride (PVC) pipe. | 15345 | 2022-05-13 | 2023-11-25 | 315 | 0 | 0 | 0 | 0 | 0 | 0 | 8145895 | 0 | 0 | 0 | 0 | 0 | 0 | 0 | 0 | 0 | 0 | 0 | 0 | 0 | 0 | 0 | 8145895 | Metuchen, New Jersey | 40.5436 | -74.3627 | 100
82 | Region 2 | New Jersey | Mount Laurel Twp MUA | 340943-07 | Loan | Not Applicable | Amendment | 2022-08-22 | 1634325 | 2023-06-05 | 3131029 | No | No | 0 | MOUNT LAUREL TWP MUA | Sewer System Improvement Project | The project scope of work consists of replacement of Briggs Rd and Library Pump Station force main connections, replacement of Library Pump Station force main and Millstream force main connection, and replacement of Union Mill Farms Pump Station force main including the 20" isolation valve. These exhibits pertain to Contract Nos. 1 of 3 and 2 of 3. | 41000 | 2020-02-28 | 2023-12-14 | 316 | 0 | 0 | 0 | 0 | 0 | 0 | 3131029 | 0 | 0 | 0 | 0 | 0 | 0 | 0 | 0 | 0 | 0 | 0 | 0 | 0 | 0 | 0 | 3131029 | Mount Laurel Township, New Jersey | 39.9484 | -74.9047 | 100 | Yes
83 | Region 2 | New Jersey | Parsippany-Troy Hills Twp | 340886-05 | Loan | Not Applicable | Amendment | 2022-08-19 | 8817760 | 2023-10-29 | 7576640 | No | Yes | 2000000 | PARSIPPANY TROY HILLS | Pump Station No. 4 Gravity Conversion Project | The Lake Hiawatha service area is served by Pump Station No. 4. PS4 is the largest wastewater pumping station in the Township's Sewer Service Area, and conveys wastewater to the Township's Wastewater Treatment Plant via 8,900 linear foot, 24-inch diameter, PCCP force main. PS4 and its force main, constructed around 1963, is at the end of its useful life. The force main requires frequent emergency repairs. The pump station is approaching its flow capacity and needs rehabilitation. Redirecting the flow from this area via a gravity sewer to the existing 72-inch interceptor was identified as the preferred and most feasible alternative. Upon completion of the proposed gravity sewer connection, PS4 will be taken out of service providing considerable energy savings. | 53238 | 2021-10-05 |  | 317 | 0 | 0 | 0 | 7576640 | 0 | 0 | 0 | 0 | 0 | 0 | 0 | 0 | 0 | 0 | 0 | 0 | 0 | 0 | 0 | 0 | 0 | 0 | 7576640 | Parsippany-Troy Hills Township, New Jersey | 40.8601 | -74.4238 | 100
84 | Region 2 | New Jersey | Princeton | 340656-11 | Loan | Not Applicable | Amendment | 2022-08-18 | 1549546 | 2023-10-27 | 1565042 | No | No | 0 | STONY BROOK RSA | Improvements to Linden Lane and Spruce Street | This project provides for roadway, sanitary sewer, storm drainage, and pedestrian improvements on Linden Lane between Nassau Street and Henry Avenue; the entire length of Spruce Street; and Maple Street from Spruce Street to its northerly terminus. The principal items of work consist of the following: 4,085 CY of excavation, unclassified; 11,595 CY of dense graded aggregate base course; 4,579 tons of HMA 19M64 base course; 1,460 tons of HMA 9.5M64 surface course; 655 LF of reinforced concrete storm pipe; 393 LF of PVC storm pipe; 4,804 LF of sanitary sewer pipe lining; 1,206 LF of PVC sanitary sewer pipe replacement; 4,687 LF of sanitary sewer pipe lateral replacement; 3,255 SY of concrete sidewalk ADA curb ramps and driveway aprons; 2,029 LF of concrete vertical curb; traffic markings; permanent signage; tree removal and other related miscellaneous work. | 30872 | 2019-02-20 |  | 318 | 0 | 0 | 1565042 | 0 | 0 | 0 | 0 | 0 | 0 | 0 | 0 | 0 | 0 | 0 | 0 | 0 | 0 | 0 | 0 | 0 | 0 | 0 | 1565042 | Princeton | 40.3514 | -74.6523 | 100
85 | Region 3 | Delaware | Lewes Board of Public Works | CW-2018-004 | Loan | Not Applicable | Initial Agreement | 2022-08-18 | 2742146 | 2022-08-18 | 2742146 | Yes | Yes | 0 | HOWARD SEYMOUR WATER RECLAMATION PLANT | Donovan Smith MHP Sewer Extension | The project will install approximately 5,000 feet of 8-inch PVC sewer main (connected into the existing BPW sewer collection system on Donovan Road near the Savannah Place development), 23 manholes, approximately 1,500 feet of 6-inch PVC house sewer services with cleanouts, sewer main and service trench restoration, for 88 existing mobile home units, to serve the existing Manufactured Home Park (“MHP”). Also, the MHP's sewage holding tanks will be abandoned. Currently, the MHP is situated outside City limits and sanitary sewage is collected into several on-site holding tanks, which are pumped out several times per week for off-site disposal. The proposed sewer system extension is to operate entirely by gravity flow. | 4400 | 2023-03-01 | 2024-12-30 | 319 | 0 | 0 | 0 | 2742146 | 0 | 0 | 0 | 0 | 0 | 0 | 0 | 0 | 0 | 0 | 0 | 0 | 0 | 0 | 0 | 0 | 0 | 0 | 2742146 | 107 Franklin Ave, Lewes, Delaware, 19958 | 38.773 | -75.1382 | 100 | Yes
86 | Region 2 | New Jersey | Mantua Twp MUA | 340514-03 | Loan | Not Applicable | Initial Agreement | 2022-08-17 | 936830 | 2022-08-17 | 936830 | No | No | 0 |  | Royal Oaks Sewer Pump Station | This project will upgrade the Royal Oaks wastewater pumping station. The upgrade includes replacing two wastewater pumps, replacing a generator, installing new electrical system/controls, installing a bypass pumping system, installing a prefabricated fiberglass control shelter and a new SCADA system, and ancillary improvements. The project is located in the area of Westwood Drive, Mantua Township, Gloucester County, New Jersey. | 15217 | 2021-11-19 | 2023-08-01 | 321 | 0 | 0 | 0 | 0 | 0 | 0 | 936830 | 0 | 0 | 0 | 0 | 0 | 0 | 0 | 0 | 0 | 0 | 0 | 0 | 0 | 0 | 0 | 936830 | Mantua Township, New Jersey | 39.7619 | -75.1685 | 100 | Yes
87 | Region 2 | New Jersey | Mantua Twp MUA | 340514-01 | Loan | Not Applicable | Initial Agreement | 2022-08-17 | 1819437 | 2022-08-17 | 1819437 | No | No | 0 | GLOUCESTER CNTY UTIL AUTH STP | Austin Street Sewer Pump Station | The Mantua Township Municipal Utilities Authority (MTMUA) proposes to upgrade the Austin Street wastewater pumping station. Specific items include installation of a prefabricated pumping station, and electrical system/controls, SCADA system, and construction of a force main with bypass connection along Austin Street, Montgomery Drive and Hillside Terrace, Mantua Township, Gloucester County, New Jersey. The intent of this project is to complete the scope of work under two (2) prime Contracts. Contact A: The contract work is to replace the existing sanitary sewer force main by constructing a new sanitary sewer force main to convey flow from the existing pumping station to the identified terminal manhole with associated valves, air relief manhole(s), testing and complete restoration of disturbed areas. Contract B: The contract work consists of rehabilitation of existing pumping station to include the removal and replacement of pumping station equipment, power and control systems as well as related operational components, bypass pumping, concrete restoration of wet well, drywell improvements, SCADA system upgrades, System Testing, site improvements and restoration of disturbed areas; and all other equipment, items and appurtenances as required in accordance with the Contract Documents. | 15217 | 2021-11-19 | 2023-08-01 | 322 | 0 | 0 | 0 | 0 | 0 | 0 | 1819437 | 0 | 0 | 0 | 0 | 0 | 0 | 0 | 0 | 0 | 0 | 0 | 0 | 0 | 0 | 0 | 1819437 | Mantua Township, New Jersey | 39.7619 | -75.1685 | 100 | Yes
88 | Region 2 | New Jersey | North Haledon Borough | 340229-01 | Loan | Not Applicable | Initial Agreement | 2022-08-17 | 1850400 | 2022-08-17 | 1850400 | No | No | 0 | PASSAIC VALLEY SEWERAGE COMM | Molly Ann Pumping Station Rehabilitation | The proposed project includes the replacement of the third pump and associated check valve, piping, fittings, and concrete pedestal at the existing Molly Ann pumping station. Additional improvements include replacing the existing indoor backup generator for a natural gas outdoor generator (including its concrete pad), VFDs, a new HVAC system (an associated infrastructure), new motor control center, replace the electrical system (including the main electric service switchgear, panel, and subpanels), and a new roof for the pumping station. These improvements to the aging sanitary pumping station will ensure that the wastewater conveyance system functions properly. | 8395 | 2022-05-26 | 2023-05-23 | 323 | 0 | 0 | 0 | 0 | 0 | 0 | 1850400 | 0 | 0 | 0 | 0 | 0 | 0 | 0 | 0 | 0 | 0 | 0 | 0 | 0 | 0 | 0 | 1850400 | North Haledon, New Jersey | 40.9619 | -74.1848 | 100
89 | Region 2 | New Jersey | West Deptford Twp | 340947-06 | Loan | Not Applicable | Initial Agreement | 2022-08-12 | 4089263 | 2022-08-12 | 4089263 | No | No | 0 |  | Water Meter Replacement Project (FKA DW) | West Deptford Township proposes the replacement of water meters that will incorporate the ability to remote read and invoice the meters, utilizing existing Township software. The Township manages 6,930 meters consisting of residential and commercial water meters. At this time, the Township is proposing to replace 4,435 existing meters with water meters equipped with radio-read heads, to enable remote readings. The project will also require the construction of approximately nine (9) new antennas for the remote sensing capabilities of data logging. | 21000 | 2022-04-12 | 2023-06-30 | 324 | 0 | 0 | 0 | 0 | 0 | 0 | 0 | 0 | 0 | 0 | 0 | 0 | 0 | 0 | 0 | 0 | 0 | 0 | 0 | 0 | 4089263 | 0 | 4089263 | West Deptford Township, Township of West Deptford, New Jersey | 39.8423 | -75.1963 | 100 | Yes
90 | Region 3 | Pennsylvania | Armstrong Conservation District | 72831 | Loan | Not Applicable | Initial Agreement | 2022-07-21 | 245520 | 2022-07-21 | 245520 | Yes | Yes | 122760 |  | New Project | The project proposes replacing existing concrete sidewalks with roughly 2,850 square feet of pervious pavers; constructing 5 rain gardens, 560 feet of a vegetative swale, and up to 1,000 feet of multi-function riparian buffer to promote infiltration; installing 16 rain barrels to collect roof runoff water; planting 20 trees and up to 1.5 acres of native vegetative plantings; and removing a 3-inch abandoned gas line. Stormwater volume and quality treatment will be facilitated through the construction of green infrastructure and appropriate Best Management Practices. | 1 | 2022-08-01 |  | 342 | 0 | 0 | 0 | 0 | 0 | 0 | 0 | 0 | 0 | 0 | 0 | 0 | 0 | 0 | 0 | 0 | 10115.42 | 0 | 0 | 235404.58 | 0 | 245520 | 0 | Armstrong, Pennsylvania | 41.0959 | -80.0517 | 100
91 | Region 3 | Delaware | Smyrna, Town of | CW-2018-006 | Loan | Not Applicable | Initial Agreement | 2022-07-15 | 1940881 | 2022-07-15 | 1940881 | No | No | 0 | KENT COUNTY WASTEWATER TREATMENT FACILITY | EAST COMMERCE STREET SEWER REPLACEMENT PROJECT | The East Commerce Street Sewer Replacement Project mainly consists of replacing existing failing 8”, 10” and 18” sewer mains between East Street and Fairfield Drive on East Commerce Street. This project will primarily fund the installation of 600 feet of 8”, 1,300 feet of 10,” 450 feet of 18” and 50 feet of 24” PVC lines, as well as the installation of associated manholes, cleanouts and laterals. | 11584 | 2023-05-01 | 2024-05-01 | 343 | 0 | 0 | 0 | 0 | 0 | 0 | 1940881 | 0 | 0 | 0 | 0 | 0 | 0 | 0 | 0 | 0 | 0 | 0 | 0 | 0 | 0 | 0 | 1940881 | Town of Smyrna, Delaware | 39.2923 | -75.6079 | 96.45 | Yes
92 | Region 3 | Pennsylvania | Capital Region Water | 75376 | Loan | Not Applicable | Initial Agreement | 2022-07-07 | 17848557 | 2022-07-07 | 17848557 | Yes | No | 0 |  | New Project | This programmatic financing project consists of the following phases: Phase 1 – Arsenal Boulevard Sewer Improvements: New alignment for the replacement of the interceptor and sewer line, new 24-inch interceptor, replacement of the 10-inch sanitary sewer, new manhole, 800 feet of lining of the 20-inch sanitary sewer, 1,462 feet of lining of the 24-inch sanitary sewer, and replacement of 96 feet of 10-inch sanitary sewer. Also, rehabilitation of sanitary manholes, replacement of 255 feet of 18-inch storm drain, stream stabilization along the sanitary sewer, reconstruction and stabilization of the stream bank, and 18-inch storm drain outfalls. Phase 2 – Cogeneration Improvements/Anaerobic Digestion Process: The project will make process improvements to condition digester gas, retire the existing generators, and provide backup power generation. The project will include enhanced thickening of waste activated sludge, alkaline thermal hydrolysis, biogas compression and conditioning to pipeline quality, receiving and equalization facilities for high strength waste, and on-site emergency power generation. The project will include all associated facilities site/yard piping, architectural, structural, heating, ventilation, and air conditioning, electrical, plumbing and instrumentation and controls. The project is in design. Phase 3 – Front Street Interceptor Rehabilitation Project: The recommended methods of rehabilitation will include a combination of Cured-In-Place Pipe and segmental slip lining. The project is currently in the preliminary design phase. Phase 4 – Primary Clarifier Improvements Project: The project will replace the mechanisms and associated electrical controls to current standards. The project will begin design in 2021. Phase 5 – Paxton Creek Interceptor Rehabilitation Project: The project will be designed using a rehabilitation method of segmental slip lining in which new pipe is slid into the existing pipe and grouted to secure it in place. The project will begin design in 2022. The population impacted by this project has a median household income level below the state median household income level. | 14915 | 2022-07-15 |  | 356 | 0 | 0 | 0 | 0 | 0 | 0 | 17848557 | 0 | 0 | 0 | 0 | 0 | 0 | 0 | 0 | 0 | 0 | 0 | 0 | 0 | 0 | 0 | 17848557 | Harrisburg, Pennsylvania | 40.2596 | -76.8819 | 100
93 | Region 2 | New Jersey | Long Beach Township | 340023-09 | Loan | Not Applicable | Amendment | 2022-06-30 | 4576318 | 2023-11-01 | 4824321 | No | No | 0 | SOUTHERN WATER POLLUTION | 2020 North Beach Sewer Main Replacement | Removal and replacement of approximately 9,682 LF of existing sanitary sewer pipe with 8-inch and 10-inch PVC SDR 26 sanitary sewer pipe, removal and replacement of approximately 2925 linear feet of sanitary sewer lateral including wyes and connection to existing lateral remove and replace 65 new sanitary sewer drop manholes; removal and replacement of approximately 2,500 SY of initial pavement restoration removal and replacement of approximately 3,300 SY of final pavement restoration and all required fittings, dewatering, restriping, traffic control and disturbed landscaping areas. | 1000 | 2021-07-27 |  | 362 | 0 | 0 | 0 | 0 | 0 | 0 | 4824321 | 0 | 0 | 0 | 0 | 0 | 0 | 0 | 0 | 0 | 0 | 0 | 0 | 0 | 0 | 0 | 4824321 | Long Beach Township, New Jersey | 39.6105 | -74.2277 | 100
94 | Region 3 | Delaware | New Castle County | CW-2019-004 | Loan | Not Applicable | Initial Agreement | 2022-06-30 | 997000 | 2022-06-30 | 997000 | No | Yes | 997000 |  | Robscott Manor Park Water Quality Improvement Project | The project is to restore 1,767 linear feet of an unnamed tributary of Christina River at Robscott Manor park in Newark, Delaware. This short segment of tributary contains 12 DelDOT outfalls that drain 282 acres of land, developed prior to the 1991 sediment and stormwater regulations. Due to lack of upstream stormwater controls, runoff discharge from the 12 outfalls causes extensive erosion of the tributary and water quality concerns in the Christina River. The County and DelDOT propose to reconnect the stream channel to the floodplain, create a riparian wetland, construct drop channels, riprap structures at the outfall outlets and create sinuosity in the stream channel. The County will coordinate the proposed project with DelDOT and City of Newark | 100 | 2022-09-01 | 2024-07-01 | 363 | 0 | 0 | 0 | 0 | 0 | 0 | 0 | 997000 | 0 | 0 | 0 | 0 | 0 | 0 | 0 | 0 | 0 | 0 | 0 | 0 | 0 | 0 | 997000 | New Castle County, Delaware | 39.5784 | -75.6389 | 100 | Yes
95 | Region 3 | Delaware | NPS Septic Loan Program | 2022NPSSEP | Loan | Not Applicable | Initial Agreement | 2022-06-30 | 684253 | 2022-06-30 | 684253 | Yes | No | 0 |  | Septic Loan Program | New Castle County Septic Loan Program | 76 | 2021-07-01 | 2022-06-30 | 364 | 0 | 0 | 0 | 0 | 0 | 0 | 0 | 0 | 0 | 0 | 0 | 0 | 0 | 228084.3333 | 0 | 0 | 0 | 0 | 0 | 0 | 0 | 0 | 684253 | Delaware | 39.0081 | -75.4675 | 75 | Yes
96 | Region 3 | Pennsylvania | Septic Program - 2022 | 99999 | Loan | Not Applicable | Initial Agreement | 2022-06-30 | 1961547 | 2022-06-30 | 1961547 | No | No | 0 |  | PHFA - Onlot Loans FY2021-2022 | PHFA - Onlot Loans | 92 |  |  | 365 | 0 | 0 | 0 | 0 | 0 | 0 | 0 | 0 | 0 | 0 | 0 | 0 | 0 | 1961547 | 0 | 0 | 0 | 0 | 0 | 0 | 0 | 0 | 1961547 | Pennsylvania | 40.8965 | -77.8388 | 78.75
97 | Region 2 | New Jersey | Franklin Twp SA | 340839-09 | Loan | Not Applicable | Initial Agreement | 2022-06-29 | 3900831 | 2022-06-29 | 3900831 | No | No | 0 | MIDDLESEX CNTY UA | Marcy Street Sanitary Sewer Rehabilitation | The Franklin Township Sewerage Authority (FTSA) conducted closed circuit television (CCTV) inspection of the sewerage system located in the Marcy Street area. Results of the CCTV inspection determined that a significant portion of the laterals were made up of Orangeburg pipe and showed substantial deterioration. The gravity mains also showed signs of deterioration with sections containing dips that were retaining wastewater. The proposed project will involve the cleaning and television inspection of approximately 13,310 feet of existing sewer pipe, gravity sewer and lateral replacement, CIPP lining, service lateral replacement, excavated spot repairs, manhole to manhole cured in place lining (CIPP), manhole rehabilitation, and milling / paving of the roadways. These changes will significantly improve the structural integrity of the sewerage system and reduce extraneous flows into the sewerage system. | 1000 | 2021-01-21 |  | 366 | 0 | 0 | 3900831 | 0 | 0 | 0 | 0 | 0 | 0 | 0 | 0 | 0 | 0 | 0 | 0 | 0 | 0 | 0 | 0 | 0 | 0 | 0 | 3900831 | Franklintown, New Jersey | 40.8223 | -74.1599 | 100
98 | Region 2 | New Jersey | Winslow Township | 340895-10 | Loan | Not Applicable | Amendment | 2022-06-29 | 1237650 | 2023-10-25 | 864356 | No | No | 0 | DELAWARE #1 WATER POL CON FAC | New Project | The Township of Winslow (Township) is pursuing financial assistance from the New Jersey Environmental Infrastructure Financing Program for repair and rehabilitation of various sewer system components managed by the Winslow Township Department of Municipal Utilities (WTDMU) at locations throughout the Township: Asbury Place, Lehigh Manor Drive, the Primrose Gate Subdivision, Eastmont Lane, Evergreen Avenue, South Cedarbrook Road, and the Thousand Oaks Subdivision. The project entails the following: cleaning, televising, and cured-in-place pipe (CIPP) lining of approximately 2,220 linear feet (LF) of existing gravity sanitary sewer main, ranging from 40-50 years in age, along with grouting of pipe joints; lining of fifteen existing sanitary sewer manholes; open cut replacement of approximately 348 LF of existing polyvinyl chloride (PVC) gravity sanitary sewer pipe, ranging from 20-50 years in age; and the replacement of two 4-foot diameter sanitary sewer manholes, ranging from 40-50 years in age. | 27000 | 2021-07-28 |  | 367 | 0 | 0 | 0 | 0 | 0 | 0 | 864356 | 0 | 0 | 0 | 0 | 0 | 0 | 0 | 0 | 0 | 0 | 0 | 0 | 0 | 0 | 0 | 864356 | Winslow Township, New Jersey | 39.7027 | -74.903 | 100
99 | Region 2 | New Jersey | Burlington Township | 340712-17 | Loan | Not Applicable | Initial Agreement | 2022-06-23 | 626112 | 2022-06-23 | 626112 | No | No | 0 | CENTRAL AVE WASTEWATER TREATMENT PLANT | Sanitary Sewer Rehabilitation in Various Locations | Contract work consists of lining existing asbestos cement sewer mains with a cured-in-place plastic pipe; rehabilitating existing manholes using a centrifugally applied cement coating; sealing leaky sewer lateral connections with grout to prevent infiltration. | 8750 | 2020-07-30 |  | 372 | 0 | 0 | 0 | 0 | 0 | 0 | 626112 | 0 | 0 | 0 | 0 | 0 | 0 | 0 | 0 | 0 | 0 | 0 | 0 | 0 | 0 | 0 | 626112 | Burlington Township, New Jersey | 40.067 | -74.827 | 100 | Yes
100 | Region 2 | New Jersey | Ocean County UA | 340372-63 | Loan | Not Applicable | Initial Agreement | 2022-06-23 | 1764621 | 2022-06-23 | 1764621 | No | No | 0 | NORTHERN WATER POLLUTION CONTROL FACILITY | NWPCF solids Handling Facility Roof Replacement | Project work involves the replacement of the existing Built-Up Roofing (BUR) system installed on the Solids Handling Facility (SHF) building at the Northern Water Pollution Control Facility (NWPCF) in Brick Township. The existing BUR system on the SHF was installed in 1975, is in poor condition and is in need of replacement. Since 1975 numerous changes have been made within the SHF, these changes led to the elimination of roof openings. Under this project the unused roof openings have been removed, with structural steel installed to support the roof decking to permanently seal the openings. | 311331 | 2020-07-23 |  | 373 | 0 | 0 | 0 | 0 | 0 | 1764621 | 0 | 0 | 0 | 0 | 0 | 0 | 0 | 0 | 0 | 0 | 0 | 0 | 0 | 0 | 0 | 0 | 1764621 | Ocean County, New Jersey | 39.866 | -74.25 | 100
101 | Region 2 | New Jersey | Jersey City MUA | 340928-40 | Loan | Not Applicable | Initial Agreement | 2022-06-16 | 3160244 | 2022-06-16 | 3160244 | No | No | 0 | PASSAIC VALLEY SEWERAGE COMM | Eastside and Westside Pump Station Mechanical Screens | Jersey City Municipal Utilities Authority is seeking financial assistance to replace 3 bar screen filters and two screenings conveyors at their West Side Pump Station & 3 bar screen filters at their East Side Pump Station along with manufactures’ on-site inspection and training services. | 247597 | 2021-08-03 |  | 384 | 0 | 0 | 0 | 0 | 0 | 0 | 3160244 | 0 | 0 | 0 | 0 | 0 | 0 | 0 | 0 | 0 | 0 | 0 | 0 | 0 | 0 | 0 | 3160244 | Jersey City, New Jersey | 40.7175 | -74.0441 | 100
102 | Region 3 | Pennsylvania | Clairton Municipal Authority | 75379 | Loan | Not Applicable | Initial Agreement | 2022-06-08 | 29068555 | 2022-06-08 | 29068555 | Yes | No | 0 | CLAIRTON MUN AUTH STP | Clairton Municipal Authority - WWTP Upgrades | This project will address a Long Term Control Plan that involves reduction in Combined Sewer Overflow (CSO) bypasses and elimination of Sanitary Sewer Overflows (SSO), which will increase the biological treatment capacity at the wastewater treatment plant. This will increase available flows from 6-million gallons per day (MGD) to 10.83 MGD. This will be accomplished by installing 4 membrane bioreactor basins, 2 effluent water storage tanks, 4 flow/storage clarifiers, and 2 chlorine contact tanks. When the project is completed, the overflows will be reduced and/or eliminated, and the treatment plant effluent will be improved, providing a positive water quality impact on the Peters Creek watershed. This is an existing system that directly serves 2,815 residential customers but also treats sewer for 6 other municipalities. The total population of customers served directly and in bulk is approximately 25,000. The population impacted by this project has a median household income level below the state median household income level. User fees are not expected to increase as a result of the project. The grant equivalent of the PENNVEST loan subsidy is $7,083,309. | 25000 | 2022-07-01 |  | 396 | 0 | 29068555 | 0 | 0 | 0 | 0 | 0 | 0 | 0 | 0 | 0 | 0 | 0 | 0 | 0 | 0 | 0 | 0 | 0 | 0 | 0 | 0 | 29068555 | Clairton, Pennsylvania | 40.2923 | -79.8749 | 100
103 | Region 3 | Pennsylvania | Lancaster County Conservation District | 72828 | Loan | Not Applicable | Initial Agreement | 2022-06-07 | 494428 | 2022-06-07 | 494428 | Yes | Yes | 494428 |  | Lancaster County Conservation District | The milk house waste water is not collected. The existing storage holds approximately 2 month’s worth of manure. The barn yard runoff is not collected and the runoff outlets through openings in the curb. Runoff from the barn yard flows into the pasture and towards the stream which is less than 200 ft. from the lot. The project consists of a 12ft x 86ft x 10 ft rectangular, concrete waste storage structure, 208 ft. of 4 inch perimeter drain, 130 ft. of 4 inch PVC pipe, a 6 inch PVC manure circulation pipe, a 64ft x 10 ft circular, concrete waste storage structure, a 12 ft. x 12 ft. concrete unloading pad, four pre-cast concrete surface inlets with grates, 190 ft. of 8 inch HDPE and 160 ft. of 12 inch HDPE pipe, a 56 sq. ft. riprap apron, a 25 ft. by 195 ft. grassed waterway, and a 12 ft. by 28 ft. slatted stream crossing. The project will capture uncontrolled runoff and provide 6 months of manure storage. | 1 | 2022-07-15 |  | 401 | 0 | 0 | 0 | 0 | 0 | 0 | 0 | 0 | 0 | 494428 | 0 | 0 | 0 | 0 | 0 | 0 | 0 | 0 | 0 | 0 | 0 | 0 | 494428 | Lancaster County, Pennsylvania | 40.0424 | -76.2477 | 100
104 | Region 2 | New Jersey | Oakland Borough | 340418-06 | Loan | Not Applicable | Initial Agreement | 2022-06-03 | 7605020 | 2022-06-03 | 7605020 | No | No | 0 | NORTHWEST BERGEN CNTY UA | Oakland Sewer System Improvements | The Borough of Oakland is seeking financial assistance for the decommissioning and conversion of the Oakwood Knolls, Skyview/Hibrook and Chapel Hill Wastewater Treatment Plants to pump stations and the construction of force mains to connect to the Northwest Bergen County Utilities Authority treatment system. | 663 | 2022-02-24 |  | 404 | 0 | 0 | 0 | 0 | 7605020 | 0 | 0 | 0 | 0 | 0 | 0 | 0 | 0 | 0 | 0 | 0 | 0 | 0 | 0 | 0 | 0 | 0 | 7605020 | Oakland, New Jersey | 41.0235 | -74.2432 | 100
105 | Region 3 | Pennsylvania | Washington Township MA | 75370 | Loan | Not Applicable | Initial Agreement | 2022-05-12 | 1855602 | 2022-05-12 | 1855602 | Yes | Yes | 1599514 | FOXBURG STP | Washington Township Municipal Authority of Clarion County - Washington Township Sewer Extensions | This project proposes the construction of two collection system extensions. The northern extension will include construction of approximately 6,500 feet of 1.5-inch and 2-inch low-pressure sewer lines and 30 grinder pumps. The southern extension will include the construction of approximately 3,800 feet of 8-inch gravity sewer lines and appurtenances as well as approximately 900 feet of 1.5-inch low pressure sewer and 2 grinder pumps. This system currently serves 149 existing residential customers and proposes to add another 43 residential connections. | 515 | 2022-10-01 |  | 420 | 0 | 0 | 0 | 1855602 | 0 | 0 | 0 | 0 | 0 | 0 | 0 | 0 | 0 | 0 | 0 | 0 | 0 | 0 | 0 | 0 | 0 | 0 | 1855602 | Washington-town, Pennsylvania | 40.174 | -80.2462 | 96.74
106 | Region 2 | New Jersey | Pennsville SA | 340870-05 | Loan | Not Applicable | Amendment | 2022-05-06 | 2305646 | 2023-05-23 | 2638446 | Yes | No | 0 | PENNSVILLE SEWERAGE AUTHORITY | PSA WWTP Improvements, Contract No.1- Replacement of Rotating Biological Contactors | Contract No.1, RBC Project: In the 1980's, the PSA installed six (6) RBC units following its primary treatment process at the WWTP to support its secondary biological treatment. The PSA has been maintaining and rebuilding these units for many years, and the overall structural integrity of the units has deteriorated to the point that the units are reaching the end of their service life. Consequently, the Authority recently replaced one (1) of the RBC units within the last couple of years and has decided to replace the remaining five (5) units. | 11665 | 2022-02-17 | 2023-05-01 | 431 | 0 | 0 | 0 | 0 | 0 | 2638446 | 0 | 0 | 0 | 0 | 0 | 0 | 0 | 0 | 0 | 0 | 0 | 0 | 0 | 0 | 0 | 0 | 2638446 | Pennsville, New Jersey | 39.6547 | -75.5212 | 100 | Yes
107 | Region 2 | New Jersey | Little Egg Harbor Township | 340579-04 | Loan | Not Applicable | Amendment | 2022-04-29 | 1860718 | 2023-10-17 | 1863152 | No |  | 0 |  | Mystic Island Drainage Improvements - Phase 2 | The proposed project involves various drainage improvements to the Township’s existing stormwater system along West and East Mullica Roads, West and East Delaware Drives, and West and East Mohawk Drives. The specific work includes demolition of approximately 858 lineal feet of existing drainage piping ranging in size from 6 to 12 inches in diameter and 11 existing inlets; installation of approximately 2,033 lineal feet of new HDPE and DIP drainage piping ranging in size from 12 to 18 inches in diameter, 24 new inlets and restoration of approximately 4,200 square feet of paved and unpaved areas. | 20784 | 2021-07-13 |  | 448 | 0 | 0 | 0 | 0 | 0 | 0 | 0 | 0 | 0 | 0 | 0 | 0 | 0 | 0 | 0 | 0 | 0 | 0 | 1863152 | 0 | 0 | 0 | 1863152 | Little Egg Harbor Township, New Jersey | 39.543 | -74.3365 | 100
108 | Region 2 | New Jersey | Stafford Twp | 340946-08 | Loan | Not Applicable | Amendment | 2022-04-28 | 2673267 | 2023-10-17 | 2700000 | No | Yes | 1336634 | CENTRAL WATER POLLUTION | Beach Haven West Sanitary Sewer Replacement Phase Ill | Beach Haven West Sanitary Rehabilitation will be a Phased Sanitary Sewer Replacement Project. The Phase III project consists of the removal and replacement of approximately 8,159 LF of Asbestos Concrete Pipe (ACP) sanitary sewer main with 4,540 linear feet of 8" PVC SDR 35 and approximately 3,600 linear feet of 10" PVC SDR-35 for Stafford Township. Work shall include removal of 31 manholes and installation of 31 new manholes, installation of 234 new sanitary sewer laterals, dewatering, temporary by-pass pumping systems, and all other work required for the removal and replacement of the sanitary sewer main. Work shall take place in the Beach Haven West section of Stafford Township on Jennifer Lane extending from the intersection of Morris Boulevard to the intersection of Jennie Drive, including the entire length of Joan Drive, Robert Drive, Jeffrey Drive, Joshua Drive, Jennie Drive, and Morris Boulevard between Route 72 and Joan Drive. | 234 | 2021-09-16 |  | 456 | 0 | 0 | 0 | 0 | 0 | 0 | 2700000 | 0 | 0 | 0 | 0 | 0 | 0 | 0 | 0 | 0 | 0 | 0 | 0 | 0 | 0 | 0 | 2700000 | Stafford Township, New Jersey | 39.7044 | -74.2633 | 100
109 | Region 3 | Pennsylvania | Wyoming Vly San Auth | 77105 | Loan | Not Applicable | Initial Agreement | 2022-04-26 | 170160 | 2022-04-26 | 170160 | No | No | 0 | ASHLEY BORO LUZERNE CNTY MS4 | Wyoming Valley Sanitary Authority (Pro-Fi) Phase 1 | This project, which includes the construction of twelve (12) structural water quality Best Management Practices (BMPs), will directly address pollutant reduction goals for sediment and nutrients (Nitrogen and Phosphorus) in Wyoming Valley Sanitary Authority's MS4 Regional Chesapeake Bay Pollutant Reduction Plan, which they are administering on behalf of 31 municipalities located in Luzerne County, PA. Pollutant reduction goals must be achieved by December 2024 per the municipal NPDES PAG-13 permits | 171000 | 2022-04-15 |  | 457 | 0 | 0 | 0 | 0 | 0 | 0 | 0 | 0 | 0 | 0 | 0 | 0 | 170160 | 0 | 0 | 0 | 0 | 0 | 0 | 0 | 0 | 170160 | 0 | 179 S Wyoming Ave, Kingston, Pennsylvania, 18704 | 41.2611 | -75.8979 | 100
110 | Region 3 | Pennsylvania | Wyoming Vly San Auth | 72830 | Loan | Not Applicable | Initial Agreement | 2022-04-26 | 985577.59 | 2022-04-26 | 985577.59 | No | No | 0 | ASHLEY BORO LUZERNE CNTY MS4 | Wyoming Valley Sanitary Authority (Pro-Fi) Phase 1 | This project, which includes the construction of twelve (12) structural water quality Best Management Practices (BMPs), will directly address pollutant reduction goals for sediment and nutrients (Nitrogen and Phosphorus) in Wyoming Valley Sanitary Authority's MS4 Regional Chesapeake Bay Pollutant Reduction Plan, which they are administering on behalf of 31 municipalities located in Luzerne County, PA. Pollutant reduction goals must be achieved by December 2024 per the municipal NPDES PAG-13 permits. | 76034 | 2022-04-15 |  | 458 | 0 | 0 | 0 | 0 | 0 | 0 | 0 | 0 | 0 | 0 | 0 | 0 | 985577.59 | 0 | 0 | 0 | 0 | 0 | 0 | 0 | 0 | 985577.59 | 0 | 179 S Wyoming Ave, Kingston, Pennsylvania, 18704 | 41.2611 | -75.8979 | 100
111 | Region 3 | Delaware | Sussex County Council | CW-2020-001 | Loan | Not Applicable | Initial Agreement | 2022-04-14 | 7788761 | 2022-04-14 | 7788761 | Yes | Yes | 3860000 |  | Long Neck Communities Septic Elimination | Provide gravity sanitary sewer for 270 (247 existing) single family lots. | 247 | 2022-05-01 | 2024-07-01 | 459 | 0 | 0 | 0 | 7788761 | 0 | 0 | 0 | 0 | 0 | 0 | 0 | 0 | 0 | 0 | 0 | 0 | 0 | 0 | 0 | 0 | 0 | 0 | 7788761 | Sussex County, Delaware | 38.6831 | -75.3396 | 100
112 | Region 3 | Pennsylvania | Philadelphia City | 71451 | Loan | Not Applicable | Initial Agreement | 2022-04-14 | 16301250 | 2022-04-14 | 16301250 | No | No | 0 |  | Philadelphia Flat Rock Dam Manayunk Canal - N | The project consists of selective demolition of the brick Feeder Gate House and concrete portions of the Feeder Structure; selective demolition, crest lowering, and structural rehabilitation of a portion of the Canal Intake Channel Wall; a new waste weir, sluiceway, and intake structure with sluice gates; a new diversion structure bulkhead wall across the Canal Intake Channel; a new concrete conveyance channel; upgrades to the stormwater collection and conveyance systems; perimeter fencing; and slope protection. This is an existing system in a lower-than-median household income level area, and rates are not expected to rise. | 1584064 | 2022-05-14 |  | 460 | 0 | 0 | 0 | 0 | 0 | 0 | 0 | 0 | 0 | 0 | 0 | 0 | 16301250 | 0 | 0 | 0 | 0 | 0 | 0 | 0 | 0 | 16301250 | 0 | Philadelphia, Pennsylvania | 39.9511 | -75.1656 | 100 | Yes
113 | Region 3 | Pennsylvania | Pittsburgh Water and Sewer Authority | 77104 | Loan | Not Applicable | Amendment | 2022-04-06 | 473118 | 2023-12-12 | 5679785 | No | No | 0 | PITTSBURGH CITY | Pittsburgh Water & Sewer Authority (A/E Fees)- ProFi - 2022-2023 SDSR and 2020-2022 LDSR | Design costs for ME# 71452 Pittsburgh Water & Sewer Authority - 2022-2023 SDSR and 2020-2022 LDSR | 302407 | 2022-05-01 |  | 473 | 0 | 2382718.87 | 0 | 0 | 0 | 0 | 0 | 0 | 0 | 0 | 0 | 0 | 0 | 0 | 0 | 0 | 0 | 0 | 0 | 0 | 0 | 0 | 5679785 | Pittsburgh, Pennsylvania | 40.4422 | -79.995 | 100
114 | Region 3 | Pennsylvania | Pittsburgh Water and Sewer Authority | 71452 | Loan | Not Applicable | Amendment | 2022-04-06 | 1647063 | 2023-12-12 | 28282000 | No | No | 0 | PITTSBURGH CITY | Pittsburgh Water & Sewer Authority - ProFi - 2022-2023 SDSR and 2020-2022 LDSR Phase 1 | Sewer pipe in Pittsburgh Water and Sewer Authority’s (PWSA) collection system is approaching the end of its useful life. The large diameter rehabilitation projects are proactive projects to rehabilitate and/or repair sewers greater than 36” in diameter to increase the life of the infrastructure. Phase 1 consists of rehabilitation of 1,540 LF of sewer main (48" to 101" diameter in size) in the Heth’s Run and Bloomfield areas of the City of Pittsburgh. | 302407 | 2022-05-01 |  | 474 | 0 | 8371879.48 | 0 | 0 | 0 | 0 | 0 | 0 | 0 | 0 | 0 | 0 | 0 | 0 | 0 | 0 | 0 | 0 | 0 | 0 | 0 | 0 | 28282000 | Pittsburgh, Pennsylvania | 40.4422 | -79.995 | 100
115 | Region 2 | New Jersey | Delanco Sewerage Authority | 340956-03 | Loan | Not Applicable | Amendment | 2022-04-04 | 137800 | 2023-10-18 | 1849502 | No | No | 0 | BEVERLY STP | Collection System Improvement Project | The project consists of two sub-projects designed to address the aging infrastructure in the Delanco Sewerage Authority's collection system. The first sub-project includes the CIP lining of the existing sanitary sewer trunk line within Delanco Township. This includes approximately 8,000 LF of 15" and 16" gravity sewer main, constructed of vitrified clay and asbestos cement pipe that was constructed in the 1940s. The trunk line is responsible for conveying over 90% of the Authority's waste to the neighboring Beverly Sewerage Treatment Plant. The proposed work includes the lining of the various sewer mains, rehabilitation of the associated manholes and lateral connections that were found to be in need of rehabilitation based on a 2019 CCTV Inspection Project. The second sub-project includes improvements to the Authority's three (3) pumping stations. This work includes the replacement of pumps and controls at the West Avenue Pumping station. | 4442 | 2022-02-04 |  | 485 | 0 | 0 | 0 | 0 | 0 | 0 | 1849502 | 0 | 0 | 0 | 0 | 0 | 0 | 0 | 0 | 0 | 0 | 0 | 0 | 0 | 0 | 0 | 1849502 | Delanco, New Jersey | 40.0511 | -74.9526 | 100 | Yes
116 | Region 3 | Delaware | Sussex County Council | CW-2021-007 | Loan | Not Applicable | Initial Agreement | 2022-03-24 | 2376356 | 2022-03-24 | 2376356 | Yes | Yes | 1532000 |  | Tanglewood - Oak Acres | Septic Elimination | 140 | 2022-10-01 | 2023-11-01 | 489 | 0 | 0 | 0 | 2376356 | 0 | 0 | 0 | 0 | 0 | 0 | 0 | 0 | 0 | 0 | 0 | 0 | 0 | 0 | 0 | 0 | 0 | 0 | 2376356 | Sussex County, Delaware | 38.6831 | -75.3396 | 100
117 | Region 3 | Delaware | Sussex County Council | CW-2021-006 | Loan | Not Applicable | Initial Agreement | 2022-03-24 | 959888 | 2022-03-24 | 959888 | Yes | Yes | 579000 |  | Pintail Pointe | Abandonment of failing decentralized system and connection to central sewer | 100 | 2022-04-01 | 2024-06-01 | 490 | 0 | 0 | 0 | 0 | 959888 | 0 | 0 | 0 | 0 | 0 | 0 | 0 | 0 | 0 | 0 | 0 | 0 | 0 | 0 | 0 | 0 | 0 | 959888 | Sussex County, Delaware | 38.6831 | -75.3396 | 100
118 | Region 3 | Delaware | Lewes Board of Public Works | CW-2021-005 | Loan | Not Applicable | Initial Agreement | 2022-03-11 | 1750000 | 2022-03-11 | 1750000 | No | No | 0 | HOWARD SEYMOUR WATER RECLAMATION PLANT | WRF HEADWORKS AND PUMP PROJECT | The project will rebuild or replace several aging or failing components of the Howard Seymour Water Reclamation Facility ("WRF") and upgrade upstream pump stations. Many problems are present due to severe ragging issues, which involve the accumulation of wipes, towels, washcloths, etc. The WRF improvements include grit screens, a grit removal system, classifier and compactor. The pump station improvements involve the installation of emergency bypass pumps where accommodations exist, water level transducers in lieu of floats, control panel updates and various electrical upgrades | 3266 | 2022-03-01 | 2023-12-01 | 494 | 1750000 | 0 | 0 | 0 | 0 | 0 | 0 | 0 | 0 | 0 | 0 | 0 | 0 | 0 | 0 | 0 | 0 | 0 | 0 | 0 | 0 | 0 | 1750000 | 107 Franklin Ave, Lewes, Delaware, 19958 | 38.773 | -75.1382 | 100 | Yes
119 | Region 2 | New Jersey | Camden County MUA | 340640-29 | Loan | Not Applicable | Initial Agreement | 2022-03-10 | 9898264 | 2022-03-10 | 9898264 | No | No | 0 | CAMDEN COUNTY MUA | Delaware #1 WPCF Piping and Treatment | Upgrades, replacement and rehabilitation to the CCMUA's Delaware #1 WPCF including sludge return lines and the grit system including piping and washing system. | 507000 | 2021-05-13 |  | 495 | 0 | 0 | 0 | 0 | 0 | 9898264 | 0 | 0 | 0 | 0 | 0 | 0 | 0 | 0 | 0 | 0 | 0 | 0 | 0 | 0 | 0 | 0 | 9898264 | Camden County, New Jersey | 39.8037 | -74.9599 | 100 | Yes
120 | Region 3 | Pennsylvania | Greater Johnstown Water Authority | 75382 | Loan | Not Applicable | Initial Agreement | 2022-03-10 | 6648340 | 2022-03-10 | 6648340 | Yes | No | 0 | DORNICK PT WWTP | Greater Johnstown Water Auth. - Miscellaneous Sanitary/Storm Water Separation Project - S | The proposed project consists of the installation/rehabilitation of approximately 9,700 linear feet of 8-10-inch sanitary sewage collection system lines, manholes and appurtenances, 6,450 linear feet of 6-inch lateral lines, and will separate storm sewers from the existing sanitary sewer system. The project will serve approximately 11 of the 12 neighborhoods that make up the City of Johnstown, including Oakhurst, Morrellville, Prospect, Woodvale, Roxbury, Moxham, Hornerstown, Walnut Grove, Cooperstown, Cambria City, and Minersville. | 19790 | 2022-03-14 |  | 496 | 0 | 0 | 6648340 | 0 | 0 | 0 | 0 | 0 | 0 | 0 | 0 | 0 | 0 | 0 | 0 | 0 | 0 | 0 | 0 | 0 | 0 | 0 | 6648340 | Johnstown, Pennsylvania | 40.3259 | -78.9175 | 100
121 | Region 2 | New Jersey | Montville Township | 340931-04 | Loan | Not Applicable | Amendment | 2022-02-17 | 2772277 | 2023-10-25 | 2473787 | No | No | 0 | PARSIPPANY TROY HILLS WTP | New Project | The project consists of the connection of 95 existing homes to the existing Montville's sanitary sewer system. The properties are currently served by septic systems. The total length of 8" PVC pipe associated with the project is approximately 9,000 LF. The project also includes the 95 service laterals up to the property boundary and the road trench restoration. | 288 | 2021-10-12 |  | 554 | 0 | 0 | 0 | 2473787 | 0 | 0 | 0 | 0 | 0 | 0 | 0 | 0 | 0 | 0 | 0 | 0 | 0 | 0 | 0 | 0 | 0 | 0 | 2473787 | Montville Township | 40.8955 | -74.3648 | 100
122 | Region 2 | New Jersey | Middlesex Borough | 340698-03 | Loan | Not Applicable | Amendment | 2022-02-15 | 1070286 | 2023-10-27 | 999581 | No | No | 0 | MIDDLESEX CNTY UA | Sanitary Sewer Improvements, Phase II Greenbrook Road and Louis Avenue Pump Stations | Greenbrook Road PS improvements include rehabilitation of dry wells; removal of two (2) existing 5 horsepower submersible pumps and replacement with two (2) new 5 horsepower submersible pumps with a capacity of 100 gallons per minute and motors in the rehabilitated dry wells; installation of new gate valves, check valves, and knife valves for pump assemblies at each dry well location; removal and replacement of one (1) 10-foot by 11-foot wide wet well cast in-place 6-inch thick concrete top slab and appurtenances; installation of a new bypass pump connection, wet tap, valve boxes, 4-foot diameter doghouse manhole and restorations; remove and replace davit crane; installation of new electrical equipment and controls; installation of a canopy over existing electrical control panel; and removal and replacement of chain link fencing. Louis Avenue PS improvements include rehabilitation of dry wells; removal of two (2) existing 5 horsepower submersible pumps and replacement with two (2) new 5 horsepower submersible pumps with a capacity of 100 gallons per minute and motors in the rehabilitated dry wells; installation of new gate valves, check valves, and knife valves for pump assemblies at each dry well location; removal and replacement of one (1) 10-foot by 11-foot wide wet well cast in-place 10-inch thick concrete top slab and appurtenances; installation of a new bypass pump connection, wet tap, valve boxes, 4-foot diameter doghouse manhole and restoration; remove and replace davit crane; installation of new electrical equipment and controls; installation of a canopy over existing electrical control panel; removal and replacement of chain link fencing; and construction of a drive way. | 13635 | 2021-10-19 |  | 557 | 0 | 0 | 0 | 0 | 0 | 0 | 999581 | 0 | 0 | 0 | 0 | 0 | 0 | 0 | 0 | 0 | 0 | 0 | 0 | 0 | 0 | 0 | 999581 | Middlesex, New Jersey | 40.5727 | -74.4928 | 100
123 | Region 3 | Pennsylvania | Pittsburgh Water and Sewer Authority | 75385 | Loan | Not Applicable | Initial Agreement | 2022-02-10 | 16158784 | 2022-02-10 | 16158784 | No | No | 0 | PITTSBURGH CITY | Pittsburgh Water & Sewer Authority - 2020 (Phase II) & 2021 Small Diameter Sewer Rehabilitation | The vitrified clay pipe combined sewers are approximately 100 years old, defective, and beyond useful life causing wet weather overflows at the ALCOSAN sewage treatment plant. The proposed project includes rehabilitating existing combined sewers including approximately 116,000 linear feet of 8-inch through 36-inch sewers pipe, 60 new manholes, and various open-cut sewer line repairs. | 302407 | 2022-02-11 |  | 558 | 0 | 16158784 | 0 | 0 | 0 | 0 | 0 | 0 | 0 | 0 | 0 | 0 | 0 | 0 | 0 | 0 | 0 | 0 | 0 | 0 | 0 | 0 | 16158784 | Pittsburgh, Pennsylvania | 40.4422 | -79.995 | 100
124 | Region 2 | New Jersey | Cumberland Co IA | 342015-04 | Loan | Not Applicable | Amendment | 2022-02-02 | 5579395 | 2023-10-27 | 5435986 | No | No | 0 |  | Side Slope Restoration and Storm Water Management | This project addresses side slope restoration mainly consists of restoration of existing stormwater management features to effectively manage contact and non-contact water, as well as minimize leachate generation. The management of non-contact water will include rain cover, diversion swale/downchute, perimeter waterways, and detention basins that will ultimately discharge to groundwater. | 156898 | 2022-02-16 |  | 563 | 0 | 0 | 0 | 0 | 0 | 0 | 0 | 0 | 0 | 0 | 0 | 0 | 0 | 0 | 0 | 5435986 | 0 | 0 | 0 | 0 | 0 | 0 | 5435986 | Cumberland County, New Jersey | 39.3283 | -75.1293 | 99.91 | Yes
125 | Region 3 | Pennsylvania | Freedom Township WSA | 75383 | Loan | Not Applicable | Final Agreement | 2022-01-26 | 1369481 | 2023-08-21 | 1292874.48 | Yes | No | 0 |  | Freedom TWSA - Everett Road Sanitary Sewer Project | The current system has aging acrylonitrile butadiene styrene (ABS) truss pipe which permits substantial infiltration. The sewer system has periodically experienced wet weather conditions which have resulted in flows that exceed the hydraulic conveyance capacities of the sewer system. This project involves replacing approximately 5,860 linear feet of existing sewer main, manholes, and laterals between the main and the property line of each customer. A new tap and observation stack will be placed adjacent to existing connections near the property line and existing laterals will be connected to the newly constructed public system. | 2177 | 2022-03-14 |  | 564 | 0 | 0 | 0 | 0 | 0 | 0 | 1369481 | 0 | 0 | 0 | 0 | 0 | 0 | 0 | 0 | 0 | 0 | 0 | 0 | 0 | 0 | 0 | 1292874.48 | Freedom Township, Pennsylvania | 39.7574 | -77.2956 | 97.72
126 | Region 2 | New Jersey | Essex Union Joint Meeting East Orange City | 340686-11a | Loan | Not Applicable | Amendment | 2022-01-18 | 21327 | 2023-09-29 | 613944 | No | No | 0 | JOINT MEETING SEWAGE TREATMENT | New ProjectPhase II - Co-Generation Upgrade | Flood Mitigation Facilities projects, Phase II - Cogeneration Upgrade This project includes upgrades to the existing Co-Generation Facility to power the proposed Effluent Pumping Station, two (2) proposed stormwater pumping stations, and the existing Sludge Dewatering Facility. Two (2) new engine generator sets and associated equipment will be installed in the existing Co-Generation Facility including all required electrical and instrumentational connections to integrate the new engines into the existing systems, installation of new digester gas and natural gas piping to the new engines, construction of a new substation at the Sludge Dewatering Facility, and medium voltage connections to the Co-Generation grid. In addition, access platforms will be installed at the new and existing co-generation engines to allow for safe access to equipment for maintenance. | 450000 | 2022-01-18 |  | 566 | 0 | 0 | 0 | 0 | 0 | 613944 | 0 | 0 | 0 | 0 | 0 | 0 | 0 | 0 | 0 | 0 | 0 | 0 | 0 | 0 | 0 | 0 | 613944 | East Orange, New Jersey | 40.7617 | -74.2084 | 100
127 | Region 2 | New Jersey | Essex Union Joint Meeting Elizabeth City | 340686-11b | Loan | Not Applicable | Amendment | 2022-01-18 | 255285 | 2023-09-29 | 5720147 | No | No | 0 | JOINT MEETING SEWAGE TREATMENT | New ProjectPhase II - Co-Generation Upgrade | Flood Mitigation Facilities projects, Phase II - Cogeneration Upgrade This project includes upgrades to the existing Co-Generation Facility to power the proposed Effluent Pumping Station, two (2) proposed stormwater pumping stations, and the existing Sludge Dewatering Facility. Two (2) new engine generator sets and associated equipment will be installed in the existing Co-Generation Facility including all required electrical and instrumentational connections to integrate the new engines into the existing systems, installation of new digester gas and natural gas piping to the new engines, construction of a new substation at the Sludge Dewatering Facility, and medium voltage connections to the Co-Generation grid. In addition, access platforms will be installed at the new and existing co-generation engines to allow for safe access to equipment for maintenance. | 450000 | 2021-11-21 |  | 567 | 0 | 0 | 0 | 0 | 0 | 5720147 | 0 | 0 | 0 | 0 | 0 | 0 | 0 | 0 | 0 | 0 | 0 | 0 | 0 | 0 | 0 | 0 | 5720147 | Elizabeth, New Jersey | 40.6619 | -74.2117 | 100
128 | Region 2 | New Jersey | Essex Union Joint Meeting Hillside Twp | 340686-11c | Loan | Not Applicable | Amendment | 2022-01-18 | 32665 | 2023-09-29 | 852677 | No | No | 0 | JOINT MEETING SEWAGE TREATMENT | Phase II - Co-Generation Upgrade | Flood Mitigation Facilities projects, Phase II - Cogeneration Upgrade This project includes upgrades to the existing Co-Generation Facility to power the proposed Effluent Pumping Station, two (2) proposed stormwater pumping stations, and the existing Sludge Dewatering Facility. Two (2) new engine generator sets and associated equipment will be installed in the existing Co-Generation Facility including all required electrical and instrumentational connections to integrate the new engines into the existing systems, installation of new digester gas and natural gas piping to the new engines, construction of a new substation at the Sludge Dewatering Facility, and medium voltage connections to the Co-Generation grid. In addition, access platforms will be installed at the new and existing co-generation engines to allow for safe access to equipment for maintenance. | 450000 | 2021-11-30 |  | 568 | 0 | 0 | 0 | 0 | 0 | 852677 | 0 | 0 | 0 | 0 | 0 | 0 | 0 | 0 | 0 | 0 | 0 | 0 | 0 | 0 | 0 | 0 | 852677 | Hillside Township, New Jersey | 40.696 | -74.2287 | 100
129 | Region 2 | New Jersey | Essex Union Joint Meeting Irvington Twp | 340686-11d | Loan | Not Applicable | Amendment | 2022-01-18 | 86602 | 2023-09-29 | 2012484 | No | No | 0 | JOINT MEETING SEWAGE TREATMENT | Phase II - Co-Generation Upgrade | Flood Mitigation Facilities projects, Phase II - Cogeneration Upgrade This project includes upgrades to the existing Co-Generation Facility to power the proposed Effluent Pumping Station, two (2) proposed stormwater pumping stations, and the existing Sludge Dewatering Facility. Two (2) new engine generator sets and associated equipment will be installed in the existing Co-Generation Facility including all required electrical and instrumentational connections to integrate the new engines into the existing systems, installation of new digester gas and natural gas piping to the new engines, construction of a new substation at the Sludge Dewatering Facility, and medium voltage connections to the Co-Generation grid. In addition, access platforms will be installed at the new and existing co-generation engines to allow for safe access to equipment for maintenance. | 450000 | 2021-11-21 |  | 569 | 0 | 0 | 0 | 0 | 0 | 2012484 | 0 | 0 | 0 | 0 | 0 | 0 | 0 | 0 | 0 | 0 | 0 | 0 | 0 | 0 | 0 | 0 | 2012484 | Irvington Township, New Jersey | 40.7242 | -74.2318 | 100
130 | Region 2 | New Jersey | Essex Union Joint Meeting Maplewood Twp | 340686-11e | Loan | Not Applicable | Amendment | 2022-01-18 | 33293 | 2023-09-29 | 861270 | No | No | 0 | JOINT MEETING SEWAGE TREATMENT | Phase II - Co-Generation Upgrade | Flood Mitigation Facilities projects, Phase II - Cogeneration Upgrade This project includes upgrades to the existing Co-Generation Facility to power the proposed Effluent Pumping Station, two (2) proposed stormwater pumping stations, and the existing Sludge Dewatering Facility. Two (2) new engine generator sets and associated equipment will be installed in the existing Co-Generation Facility including all required electrical and instrumentational connections to integrate the new engines into the existing systems, installation of new digester gas and natural gas piping to the new engines, construction of a new substation at the Sludge Dewatering Facility, and medium voltage connections to the Co-Generation grid. In addition, access platforms will be installed at the new and existing co-generation engines to allow for safe access to equipment for maintenance. | 450000 | 2021-11-21 |  | 570 | 0 | 0 | 0 | 0 | 0 | 861270 | 0 | 0 | 0 | 0 | 0 | 0 | 0 | 0 | 0 | 0 | 0 | 0 | 0 | 0 | 0 | 0 | 861270 | Maple Wood Township, New Jersey | 40.7329 | -74.2712 | 100
131 | Region 2 | New Jersey | Essex Union Joint Meeting Millburn Twp | 340686-11f | Loan | Not Applicable | Amendment | 2022-01-18 | 29421 | 2023-09-29 | 780233 | No | No | 0 | JOINT MEETING SEWAGE TREATMENT | Phase II - Co-Generation Upgrade | Flood Mitigation Facilities projects, Phase II - Cogeneration Upgrade This project includes upgrades to the existing Co-Generation Facility to power the proposed Effluent Pumping Station, two (2) proposed stormwater pumping stations, and the existing Sludge Dewatering Facility. Two (2) new engine generator sets and associated equipment will be installed in the existing Co-Generation Facility including all required electrical and instrumentational connections to integrate the new engines into the existing systems, installation of new digester gas and natural gas piping to the new engines, construction of a new substation at the Sludge Dewatering Facility, and medium voltage connections to the Co-Generation grid. In addition, access platforms will be installed at the new and existing co-generation engines to allow for safe access to equipment for maintenance. | 450000 | 2021-11-21 |  | 571 | 0 | 0 | 0 | 0 | 0 | 780233 | 0 | 0 | 0 | 0 | 0 | 0 | 0 | 0 | 0 | 0 | 0 | 0 | 0 | 0 | 0 | 0 | 780233 | Millburn Township, New Jersey | 40.7395 | -74.324 | 100
132 | Region 2 | New Jersey | Essex Union Joint Meeting Newark City | 340686-11g | Loan | Not Applicable | Amendment | 2022-01-18 | 50541 | 2023-09-29 | 1246095 | No | No | 0 | JOINT MEETING SEWAGE TREATMENT | Phase II - Co-Generation Upgrade | Flood Mitigation Facilities projects, Phase II - Cogeneration Upgrade This project includes upgrades to the existing Co-Generation Facility to power the proposed Effluent Pumping Station, two (2) proposed stormwater pumping stations, and the existing Sludge Dewatering Facility. Two (2) new engine generator sets and associated equipment will be installed in the existing Co-Generation Facility including all required electrical and instrumentational connections to integrate the new engines into the existing systems, installation of new digester gas and natural gas piping to the new engines, construction of a new substation at the Sludge Dewatering Facility, and medium voltage connections to the Co-Generation grid. In addition, access platforms will be installed at the new and existing co-generation engines to allow for safe access to equipment for maintenance. | 450000 | 2021-11-21 |  | 572 | 0 | 0 | 0 | 0 | 0 | 1246095 | 0 | 0 | 0 | 0 | 0 | 0 | 0 | 0 | 0 | 0 | 0 | 0 | 0 | 0 | 0 | 0 | 1246095 | Newark City | 40.7621 | -74.1707 | 100
133 | Region 2 | New Jersey | Essex Union Joint Meeting Roselle Park | 340686-11h | Loan | Not Applicable | Amendment | 2022-01-18 | 14392 | 2023-09-29 | 474938 | No | No | 0 | JOINT MEETING SEWAGE TREATMENT | Phase II - Co-Generation Upgrade | Flood Mitigation Facilities projects, Phase II - Cogeneration Upgrade This project includes upgrades to the existing Co-Generation Facility to power the proposed Effluent Pumping Station, two (2) proposed stormwater pumping stations, and the existing Sludge Dewatering Facility. Two (2) new engine generator sets and associated equipment will be installed in the existing Co-Generation Facility including all required electrical and instrumentational connections to integrate the new engines into the existing systems, installation of new digester gas and natural gas piping to the new engines, construction of a new substation at the Sludge Dewatering Facility, and medium voltage connections to the Co-Generation grid. In addition, access platforms will be installed at the new and existing co-generation engines to allow for safe access to equipment for maintenance. | 450000 | 2021-11-21 |  | 573 | 0 | 0 | 0 | 0 | 0 | 474938 | 0 | 0 | 0 | 0 | 0 | 0 | 0 | 0 | 0 | 0 | 0 | 0 | 0 | 0 | 0 | 0 | 474938 | Roselle Park, New Jersey | 40.6654 | -74.2648 | 100
134 | Region 2 | New Jersey | Essex Union Joint Meeting South Orange Village Twp | 340686-11i | Loan | Not Applicable | Amendment | 2022-01-18 | 22502 | 2023-09-29 | 641195 | No | No | 0 | JOINT MEETING SEWAGE TREATMENT | Phase II - Co-Generation Upgrade | Flood Mitigation Facilities projects, Phase II - Cogeneration Upgrade This project includes upgrades to the existing Co-Generation Facility to power the proposed Effluent Pumping Station, two (2) proposed stormwater pumping stations, and the existing Sludge Dewatering Facility. Two (2) new engine generator sets and associated equipment will be installed in the existing Co-Generation Facility including all required electrical and instrumentational connections to integrate the new engines into the existing systems, installation of new digester gas and natural gas piping to the new engines, construction of a new substation at the Sludge Dewatering Facility, and medium voltage connections to the Co-Generation grid. In addition, access platforms will be installed at the new and existing co-generation engines to allow for safe access to equipment for maintenance. | 450000 | 2021-11-21 |  | 574 | 0 | 0 | 0 | 0 | 0 | 641195 | 0 | 0 | 0 | 0 | 0 | 0 | 0 | 0 | 0 | 0 | 0 | 0 | 0 | 0 | 0 | 0 | 641195 | South Orange Village Township, New Jersey | 40.7491 | -74.2603 | 100
135 | Region 2 | New Jersey | Essex Union Joint Meeting Summit | 340686-11j | Loan | Not Applicable | Amendment | 2022-01-18 | 43877 | 2023-09-29 | 1086724 | No | No | 0 | JOINT MEETING SEWAGE TREATMENT | Phase II - Co-Generation Upgrade | Flood Mitigation Facilities projects, Phase II - Cogeneration Upgrade This project includes upgrades to the existing Co-Generation Facility to power the proposed Effluent Pumping Station, two (2) proposed stormwater pumping stations, and the existing Sludge Dewatering Facility. Two (2) new engine generator sets and associated equipment will be installed in the existing Co-Generation Facility including all required electrical and instrumentational connections to integrate the new engines into the existing systems, installation of new digester gas and natural gas piping to the new engines, construction of a new substation at the Sludge Dewatering Facility, and medium voltage connections to the Co-Generation grid. In addition, access platforms will be installed at the new and existing co-generation engines to allow for safe access to equipment for maintenance. | 450000 | 2021-11-21 |  | 575 | 0 | 0 | 0 | 0 | 0 | 1086724 | 0 | 0 | 0 | 0 | 0 | 0 | 0 | 0 | 0 | 0 | 0 | 0 | 0 | 0 | 0 | 0 | 1086724 | Summit, New Jersey | 40.718 | -74.3587 | 100
136 | Region 2 | New Jersey | Essex Union Joint Meeting Union Twp | 340686-11k | Loan | Not Applicable | Amendment | 2022-01-18 | 94305 | 2023-09-29 | 2184540 | No | No | 0 | JOINT MEETING SEWAGE TREATMENT | Phase II - Co-Generation Upgrade | Flood Mitigation Facilities projects, Phase II - Cogeneration Upgrade This project includes upgrades to the existing Co-Generation Facility to power the proposed Effluent Pumping Station, two (2) proposed stormwater pumping stations, and the existing Sludge Dewatering Facility. Two (2) new engine generator sets and associated equipment will be installed in the existing Co-Generation Facility including all required electrical and instrumentational connections to integrate the new engines into the existing systems, installation of new digester gas and natural gas piping to the new engines, construction of a new substation at the Sludge Dewatering Facility, and medium voltage connections to the Co-Generation grid. In addition, access platforms will be installed at the new and existing co-generation engines to allow for safe access to equipment for maintenance. | 450000 | 2021-11-21 |  | 576 | 0 | 0 | 0 | 0 | 0 | 2184540 | 0 | 0 | 0 | 0 | 0 | 0 | 0 | 0 | 0 | 0 | 0 | 0 | 0 | 0 | 0 | 0 | 2184540 | Uniontown, New Jersey | 40.7209 | -75.1408 | 100 | Yes
137 | Region 2 | New Jersey | Essex Union Joint Meeting West Orange Twp | 340686-11l | Loan | Not Applicable | Amendment | 2022-01-18 | 59790 | 2023-09-29 | 1434727 | No | No | 0 | JOINT MEETING SEWAGE TREATMENT | Phase II - Co-Generation Upgrade | Flood Mitigation Facilities projects, Phase II - Cogeneration Upgrade This project includes upgrades to the existing Co-Generation Facility to power the proposed Effluent Pumping Station, two (2) proposed stormwater pumping stations, and the existing Sludge Dewatering Facility. Two (2) new engine generator sets and associated equipment will be installed in the existing Co-Generation Facility including all required electrical and instrumentational connections to integrate the new engines into the existing systems, installation of new digester gas and natural gas piping to the new engines, construction of a new substation at the Sludge Dewatering Facility, and medium voltage connections to the Co-Generation grid. In addition, access platforms will be installed at the new and existing co-generation engines to allow for safe access to equipment for maintenance. | 450000 | 2021-11-21 |  | 577 | 0 | 0 | 0 | 0 | 0 | 1434727 | 0 | 0 | 0 | 0 | 0 | 0 | 0 | 0 | 0 | 0 | 0 | 0 | 0 | 0 | 0 | 0 | 1434727 | West Orange Township, New Jersey | 40.7894 | -74.2628 | 100
138 | Region 2 | New Jersey | Ship Bottom Borough | 340311-05 | Loan | Not Applicable | Amendment | 2021-12-21 | 4207921 | 2023-10-27 | 4227288 | No | No | 0 | SOUTHERN WATER POLLUTION | Ship Bottom Sanitary Sewer Replacement | The Borough of Ship Bottom (Borough) is pursuing financial assistance from the New Jersey Water Bank for the replacement of 9,257 linear feet of sanitary sewer main, including 112 laterals, cleanouts, and 28 manholes. Sanitary sewer replacement will take place at the locations 8th Street and 9th Street and sections of pipe located within Barnegat Avenue, Central Avenue, and Long Beach Boulevard. The sanitary sewer mains and water mains are currently deteriorated, undersized, and leaking. The proposed project will not result in an increase in capacity in the sewer or drinking water systems. | 1143 | 2020-08-11 |  | 582 | 0 | 0 | 0 | 0 | 0 | 0 | 4227288 | 0 | 0 | 0 | 0 | 0 | 0 | 0 | 0 | 0 | 0 | 0 | 0 | 0 | 0 | 0 | 4227288 | Ship Bottom, New Jersey | 39.6444 | -74.18 | 100
139 | Region 3 | Delaware | Kent County | CW-2019-002 | Loan | Not Applicable | Initial Agreement | 2021-12-17 | 1640000 | 2021-12-17 | 1640000 | No | No | 0 | KENT COUNTY WASTEWATER TREATMENT FACILITY | Plant Wide Power Backup Project | Purchase a 2-megawatt generator to provide emergency power to the Kent County Regional Resource Recovery Facility (“KCRRRF”). The proposed generator will replace up to five (5) of the existing individual power backup systems. | 133000 | 2022-01-01 | 2023-12-01 | 583 | 0 | 0 | 0 | 0 | 0 | 1640000 | 0 | 0 | 0 | 0 | 0 | 0 | 0 | 0 | 0 | 0 | 0 | 0 | 0 | 0 | 0 | 0 | 1640000 | Kent County, Delaware | 39.096 | -75.5041 | 100 | Yes
140 | Region 3 | Delaware | Seaford, City of | CWW-2021-004 | Loan | Not Applicable | Initial Agreement | 2021-12-17 | 463500 | 2021-12-17 | 463500 | No | No | 0 | SEAFORD WASTEWATER TREATMENT PLANT | Planning and Design | Planning and Design for future WWTP upgrade | 8000 | 2022-02-01 | 2024-02-01 | 584 | 0 | 0 | 0 | 0 | 0 | 463500 | 0 | 0 | 0 | 0 | 0 | 0 | 0 | 0 | 0 | 0 | 0 | 0 | 0 | 0 | 0 | 0 | 463500 | Seaford, Delaware | 38.6462 | -75.6225 | 100
141 | Region 2 | New Jersey | Middlesex County U.A. | 340699-17 | Loan | Not Applicable | Amendment | 2021-12-07 | 2040815 | 2023-03-21 | 25041907 | No | No | 0 | MIDDLESEX CNTY UA | Central Treatment Plant, Phase IV | The Authority will be undertaking the final phases of treatment unit rehabilitation at its Central Treatment Plant for three arrays of treatment units. The rehabilitation consists of structural and electrical rehabilitation of the two Primary Tank traveling bridges; the replacement of the collector mechanisms in the remaining three Final Clarifier units including recoating two of the newer (1990s) mechanisms; and, the replacement of the collector mechanisms in the remaining five Gravity Thickener units. These are phases IV, IV, and II respectively to complete the planned rehabilitation of these treatment unit arrays. Each of these facilities were constructed in the 1970s. | 1809742 | 2021-05-27 | 2025-04-25 | 593 | 0 | 0 | 0 | 0 | 0 | 25041907 | 0 | 0 | 0 | 0 | 0 | 0 | 0 | 0 | 0 | 0 | 0 | 0 | 0 | 0 | 0 | 0 | 25041907 | Middlesex County, New Jersey | 40.44 | -74.409 | 100
142 | Region 2 | New Jersey | North Hudson SA | 340952-38 | Loan | Not Applicable | Amendment | 2021-12-07 | 494996 | 2022-12-22 | 494996 | No | No | 0 | NORTH HUDSON SEWERAGE AUTH | W1234 Outfall Emergency Repairs | The W1234 CSO Outfall required emergency repairs. The project construction included cured-in-place pipe lining of approximately 367 LF of 72-inch diameter outfall pipe and geopolymer lining of approximately last 40 LF of 72-inch diameter brick outfall pipe. | 199117 | 2021-11-16 | 2023-06-10 | 594 | 0 | 0 | 0 | 0 | 0 | 494996 | 0 | 0 | 0 | 0 | 0 | 0 | 0 | 0 | 0 | 0 | 0 | 0 | 0 | 0 | 0 | 0 | 494996 | 1600 Adams St, Hoboken, New Jersey, 07030 | 40.756 | -74.0321 | 100
143 | Region 2 | New Jersey | Linden Roselle Sewerage Authority | 340299-08 | Loan | Not Applicable | Initial Agreement | 2021-11-18 | 8379423 | 2021-11-18 | 8379423 | No | No | 0 | LINDEN ROSELLE SEWAGE AUTH | New Project | This project as proposed by Linden Roselle Sewerage Authority will consist of five separate contracts: 1) The Flood Hardening contract to raise and replace transformers, flood protection measures around electrical switchgear, generators and equipment, adding flood doors at several facilities, wrapping buildings with dry flood-proofing, and relocation of electrical conduits; 2) The Gravity Thickener Upgrade contract to replace the sludge collection mechanism in the gravity thickener and replace the cover over the thickener; 3) The Screening Conveyance contract to provide automated screening conveyors at the Screen House to convey to grade, removing the screenings from the WW process to eliminate the manual handling of the screenings containers; 4) The UV Disinfection Facility Upgrade contract to upgrade and elevate the UV disinfection facility outside of the flood elevation, and relocate the existing electrical motor control center from basement to above the flood elevation; and 5) The Electrical Switchgear/ Automatic Transfer Switch Replacement contract to provide automatic power transfer for the facilities during power outages. These loan exhibits address allowable project costs related to project planning and design activities, and Emergency Generator Switchgear Replacement Project (Contract 1 of 5). | 62000 | 2021-10-22 |  | 596 | 0 | 0 | 0 | 0 | 0 | 8379423 | 0 | 0 | 0 | 0 | 0 | 0 | 0 | 0 | 0 | 0 | 0 | 0 | 0 | 0 | 0 | 0 | 8379423 | 5005 S Wood Ave, Linden, New Jersey, 07036 | 40.5999 | -74.2078 | 100
144 | Region 3 | Pennsylvania | Philadelphia City | 72827 | Loan | Not Applicable | Initial Agreement | 2021-10-21 | 5794470 | 2021-10-21 | 5794470 | No | No | 0 |  | Philadelphia City Lawncrest Southwest - Stormwater | The city experiences combined sewer overflows (CSOs) during periods of wet weather. There is a Consent Order & Agreement requiring the city to reduce CSOs. Project is composed of 31 Green Stormwater Infrastructure (GSI) systems, a combination of tree trenches, stormwater bumpouts, and stormwater trees, managing over 13 acres of drainage area from the right-of-way in the Lawncrest neighborhood of North Philadelphia. The project will reduce the volume of stormwater entering the combined system, resulting in a reduction of the number of CSOs. | 1580863 | 2021-11-01 |  | 614 | 0 | 5794470 | 0 | 0 | 0 | 0 | 0 | 0 | 0 | 0 | 0 | 0 | 0 | 0 | 0 | 0 | 0 | 0 | 0 | 0 | 0 | 0 | 5794470 | Philadelphia, Pennsylvania | 39.9511 | -75.1656 | 100 | Yes
145 | Region 3 | Pennsylvania | Summit Township Sewer Authority | 75381 | Loan | Not Applicable | Initial Agreement | 2021-10-14 | 2264000 | 2021-10-14 | 2264000 | No | No | 0 | ERIE CITY WWTP/ERIE SEW AUTH | Summit Township SA - Oliver Road Pump Station, Force Main, and Gravity Sewer Upgrade | The existing pump station on Oliver Road has reached the end of its useful design life. Recent development in the area has caused capacity issues at both the pump station and in the gravity sewer system. The Summit Township Sewer Authority (STSA) is under a corrective action plan to increase sewage capacity in the project area. This project consists of replacing the pump station on Oliver Road and increasing its design capacity from 180 gallons per minute (gpm) to 800 gpm. It also includes replacing the following approximated quantities: a 4-inch force main with 2,000 linear feet of 8-inch force main, 4,100 linear feet of 8-inch gravity sewer with 12-inch sewer, and 2,600 linear feet of 12-inch gravity sewer with 15-inch gravity sewer. | 7967 | 2021-11-01 | 2023-03-01 | 616 | 0 | 0 | 0 | 0 | 0 | 0 | 2264000 | 0 | 0 | 0 | 0 | 0 | 0 | 0 | 0 | 0 | 0 | 0 | 0 | 0 | 0 | 0 | 2264000 | Summit Township, Pennsylvania | 40.8496 | -79.8282 | 100
146 | Region 3 | Pennsylvania | Lackawanna River Basin Sewer Authority | 72407 | Loan | Not Applicable | Initial Agreement | 2021-09-30 | 2326900 | 2021-09-30 | 2326900 | No | No | 0 | LRBSA/ CLINTON TWP PLANT | Lackawanna River Basin SA Vandling Pump Station | Raw sewage discharge from a combined sewer overflow (CSO) point exists at a pump station in a high-quality cold-water fishery classified watershed. This project involves construction of a new 6,500 linear feet of 15-inch to 24- inch gravity interceptor sewer with 20 manholes in Vandling Borough, Lackawanna County and Clinton Township, Wayne County, allowing the replacement and decommissioning of the Authority’s approximately 50-year old Vandling wastewater pump station and force main sewer tributary to LRBSA’s Clinton Township wastewater treatment plant (WWTP). The interceptor sewer will convey the existing 110,000 gallons per day sewage flow from the pump station site directly to the WWTP. | 63300 | 2021-11-01 |  | 627 | 0 | 0 | 0 | 0 | 2326900 | 0 | 0 | 0 | 0 | 0 | 0 | 0 | 0 | 0 | 0 | 0 | 0 | 0 | 0 | 0 | 0 | 0 | 2326900 | 101 Boulevard Ave, Throop, Pennsylvania, 18512 | 41.4482 | -75.6332 | 100
147 | Region 2 | New Jersey | Bergen County UA | 340386-26 | Loan | Not Applicable | Amendment | 2021-09-24 | 199576 | 2023-09-15 | 2970297 | No | No | 0 | BERGEN CNTY WTP | Cogeneration Engine Rehabilitation | The Bergen County Utility Authority (BCUA) has two Jenbacher cogeneration (cogen) units (#1 and #2) have been operating since 2007/8 and are at or approaching the milestone of 60,000 operating hours. These units must undergo a major inspection and maintenance interval at this milestone, where they will either be rebuilt or reconditioned. There are also a number of other resiliency, State-of-Good Repair (SOGR) and compliance improvements related to the cogen units. The improvements include coordination with the ongoing Black Start Project, control system modifications, ancillary systems within the building, heat exchanger issues, emissions analysis, G1 and G2 60,000-hour overhaul/rebuild, the overhaul extra options, and other overall power resiliency issues. | 563365 | 2021-07-14 |  | 630 | 0 | 0 | 0 | 0 | 0 | 2970297 | 0 | 0 | 0 | 0 | 0 | 0 | 0 | 0 | 0 | 0 | 0 | 0 | 0 | 0 | 0 | 0 | 2970297 | Bergen County, New Jersey | 40.9598 | -74.0744 | 100
148 | Region 2 | New Jersey | Bergen County UA | 340386-16 | Loan | Not Applicable | Amendment | 2021-09-24 | 3479664 | 2022-09-28 | 4181168 | No | No | 0 | BERGEN CNTY WTP | New Project | The project includes various repairs at the Little Ferry Water Pollution Control Facility due to damage from Superstorm Sandy. The scope includes repairs to equipment in the following areas: Main Pump Station, Substations, Conveyance, Disinfection, Primary Sludge Removal, Blowers, Grit Removal, Secondary Sludge Pumping Stations, Sludge Processing Control Building, Administrative Building, Operations and Support, Security entrance, and Pump Station. These exhibits address the allowable costs related to the project planning and design. | 563365 | 2021-07-20 | 2022-12-20 | 631 | 0 | 0 | 0 | 0 | 0 | 4181168 | 0 | 0 | 0 | 0 | 0 | 0 | 0 | 0 | 0 | 0 | 0 | 0 | 0 | 0 | 0 | 0 | 4181168 | Bergen County, New Jersey | 40.9598 | -74.0744 | 100
149 | Region 3 | Pennsylvania | Capital Region Water | 71449 | Loan | Not Applicable | Initial Agreement | 2021-09-02 | 9437660 | 2021-09-02 | 9437660 | Yes | No | 0 | HARRISBURG AUTHORITY, THE | Capital Region Water - Collection System Rehabilitation (Pro-fi) | The project will rehabilitate and replace approximately 15,000 linear feet of deteriorated sewer pipe and associated manholes using traditional dig and replacement, cured-in-place-pipe lining construction methods. The project includes several locations in the City of Harrisburg, Dauphin County, Pennsylvania: State St. from 20th to 13th St., Forster St. from James to Front St., Mulberry St. from Evergreen to Cameron St., Sycamore St. from Cameron to Rolleston St., Seneca St. from 7th to Front St. and 15th St. from Derry to Berryhill St. The estimated construction cost is approximately $7,700,000 | 49300 | 2021-09-30 |  | 643 | 0 | 0 | 0 | 0 | 0 | 0 | 0 | 0 | 0 | 0 | 0 | 0 | 0 | 0 | 0 | 0 | 0 | 0 | 9437660 | 0 | 0 | 0 | 9437660 | Harrisburg, Pennsylvania | 40.2596 | -76.8819 | 100
150 | Region 3 | Pennsylvania | Lancaster CCD | 72824 | Loan | Not Applicable | Initial Agreement | 2021-09-02 | 402880 | 2021-09-02 | 402880 | Yes | Yes | 402880 |  | Lancaster CCD | The existing manure storage is past it's useful life and only holds approximately 1-2 weeks of storage. The project includes a 4 ft. x 12 ft. x 4 ft. cross gutter, a 12 ft. x 72 ft. x 8 ft. rectangular reception pit, 10 ft. x 70 ft. circular concrete manure storage structure, manure transfer pump, 760 ft. of 6 in. waste transfer line, replacement and expansion of existing concrete heavy use area, and a 30 ft. x 40 ft. roofed heavy use are. These BMPs will provide 6 months of waste storage and collect runoff from heavy use areas. | 1 | 2021-09-15 |  | 644 | 0 | 0 | 0 | 0 | 0 | 0 | 0 | 0 | 0 | 402880 | 0 | 0 | 0 | 0 | 0 | 0 | 0 | 0 | 0 | 0 | 0 | 0 | 402880 | Lancaster County, Pennsylvania | 40.0424 | -76.2477 | 100
151 | Region 2 | New Jersey | Passaic Valley SC | 340689-50 | Loan | Not Applicable | Amendment | 2021-08-31 | 6101993 | 2023-10-25 | 6875048 | Yes | No | 0 | PASSAIC VALLEY SEWERAGE COMM | Improvements to the Vehicle Maintenance Building | The project includes improvements to the Passaic Valley Sewerage Commission's Vehicle Maintenance Building, vehicle storage buildings, fuel storage and dispensing facilities, vehicle maintenance garages and car wash. The work includes, but is not limited to, roof improvements, structural repairs, HVAC, electrical, replacement lighting and plumbing improvements. The project also includes replacement of underground fuel storage tanks, fuel dispensing equipment and replacement of the fuel island and canopy. PVSC's Vehicle Maintenance Facility also includes office and conference room spaces for PVSC's facilities and collection systems staff, improvements to the work spaces, bathrooms and locker rooms within this facility will also be performed under this project. | 1535586 | 2021-03-30 |  | 645 | 0 | 0 | 0 | 0 | 0 | 6875048 | 0 | 0 | 0 | 0 | 0 | 0 | 0 | 0 | 0 | 0 | 0 | 0 | 0 | 0 | 0 | 0 | 6875048 | 600 Wilson Ave, Newark, New Jersey, 07105 | 40.7143 | -74.1345 | 100
152 | Region 2 | New Jersey | Passaic Valley SC | 340689-46 | Loan | Not Applicable | Initial Agreement | 2021-08-31 | 64184038 | 2021-08-31 | 64184038 | No | No | 0 | PASSAIC VALLEY SEWERAGE COMM | Decant Facility Improvements Project | The project includes the design for the rehabilitation and improvements to the PVSC Decant Facility, consisting of, but not necessarily limited to, structural repairs, concrete repairs, improvements to the HVAC, electrical and control systems. The scope also includes repair and/or replacement of the sludge rake mechanisms, sludge flocculation baffles and tank covers. Improvements to the yard lighting and piping as well as improvements to the regenerative after burners utilized for odor control are also indicated. | 1535586 | 2021-01-19 |  | 646 | 0 | 0 | 0 | 0 | 0 | 64184038 | 0 | 0 | 0 | 0 | 0 | 0 | 0 | 0 | 0 | 0 | 0 | 0 | 0 | 0 | 0 | 0 | 64184038 | 600 Wilson Ave, Newark, New Jersey, 07105 | 40.7143 | -74.1345 | 100
153 | Region 2 | New Jersey | Allentown Borough | 340567-05 | Loan | Not Applicable | Amendment | 2021-08-26 | 4554455 | 2022-12-22 | 4232654 | No | No | 0 | Borough of Allentown Wastewater Treatment Plant | Wastewater Treatment Plant Upgrade | The Borough of Allentown owns and operates a Wastewater Treatment Plant (WWTP), which discharges effluent to Doctor's Creek. The WWTP presently requires improvements and repairs. The Borough is proposing to replace the existing WWTP with a more efficient activated sludge plant. Once completed and operational, the existing WWTP will be decommissioned and demolished. The proposed project entails the following: rehabilitation of the existing primary and secondary clarifiers; modifications to the existing sludge holding tank; repurposing of the existing control building for general storage; repurposing of the existing sand filter building for use as the new electrical control room, laboratory, chemical storage, and public works garage; demolition of the existing trickling and sand filters; construction of two new 500 square feet (SF) (10-feet x 50-feet) activated sludge tanks to replace the trickling and sand filters; construction of a mechanical bar screen; installation of associated pump stations, blowers, electrical, and mechanical equipment; perform associated site work, including raising the elevation of the existing facilities such as the pump chambers and multi-chamber clarifiers; and construct driveway, parking lot, fencing, site lighting, and miscellaneous site work. The proposed project will have no impact on current or future WWTP design capacity, which will remain at 238,000 GPD, and will not increase the size of the Borough's sanitary sewer collection system service area. | 1828 | 2019-12-09 | 2022-05-16 | 648 | 0 | 0 | 0 | 0 | 0 | 4232654 | 0 | 0 | 0 | 0 | 0 | 0 | 0 | 0 | 0 | 0 | 0 | 0 | 0 | 0 | 0 | 0 | 4232654 | Allentown, New Jersey | 40.1778 | -74.5843 | 100 | Yes
154 | Region 2 | New Jersey | Berkeley Township SA | 340969-14 | Loan | Not Applicable | Amendment | 2021-08-18 | 2882209 | 2022-12-22 | 2841805 | No | No | 0 | CENTRAL WATER POLLUTION | Bayview Ave. Force Main Replacement | Belaire Sanitary Sewage Pumping Station No. 2 is located at the end of Colleran Place and was constructed circa 1968. According to the Authority's maps, sewage is pumped from Pumping Station No. 2 via a ten inch (10") diameter DIP force main along Colleran Place, Neary Avenue , Brennan Concourse, Bayview Avenue (County Route 617), and discharges into a gravity sewer at Evergreen Drive. The length of the force main is approximately 7,400 feet long. Due to the age of the force main (50 years) , this project proposes to install a new ten inch force main within the existing aforementioned rights-of-way adjacent to the existing force main. Manholes for air release valves are also proposed. | 23000 | 2021-04-19 | 2022-12-22 | 655 | 0 | 0 | 0 | 0 | 0 | 0 | 2841805 | 0 | 0 | 0 | 0 | 0 | 0 | 0 | 0 | 0 | 0 | 0 | 0 | 0 | 0 | 0 | 2841805 | Berkeley Township, New Jersey | 39.9121 | -74.1883 | 100
155 | Region 3 | Delaware | Wilmington, City of | CW-2017-019 | Loan | Not Applicable | Initial Agreement | 2021-08-13 | 1369500 | 2021-08-13 | 1369500 | No | No | 0 |  | 15 and Walnut CSO Separation Project | Remove stormwater from the City of Wilmington’s CSO system and reduce Combined Sewer Overflow (CSO) discharges into the Brandywine River. | 72826 | 2021-09-01 | 2023-12-01 | 657 | 0 | 0 | 0 | 0 | 0 | 0 | 0 | 0 | 0 | 0 | 0 | 0 | 0 | 0 | 0 | 0 | 0 | 0 | 0 | 1369500 | 0 | 1369500 | 0 | Wilmington, Delaware | 39.7444 | -75.5451 | 100 | Yes
156 | Region 3 | Pennsylvania | Warwick Township | 72825 | Loan | Not Applicable | Initial Agreement | 2021-08-11 | 556730 | 2021-08-11 | 556730 | Yes | Yes | 556730 |  | Warwick Township | The current waste storage structures provide 4 months of storage. Manure is being spread throughout the winter when the ground is unsuitable for spreading. The project consists of 64 ft. x 10ft. circular concrete waste storage structure, a 12 ft. x 12 ft. concrete unloading pad, 214 ft. of 4 in. perimeter drain, 80 ft. of 8 in. manure transfer line, roofed stacking structure, conveyor belt diversions, and replacement of chain link fence on existing manure storage. These BMPs will provide 6 months of manure storage. | 1 | 2021-09-01 |  | 658 | 0 | 0 | 0 | 0 | 0 | 0 | 0 | 0 | 0 | 556730 | 0 | 0 | 0 | 0 | 0 | 0 | 0 | 0 | 0 | 0 | 0 | 0 | 556730 | Warwick Township, Pennsylvania | 40.2503 | -75.0818 | 100 | Yes
157 | Region 2 | New Jersey | Bergen County UA | 340386-15 | Loan | Not Applicable | Amendment | 2021-07-28 | 3247303 | 2022-09-28 | 3344647 | No | No | 0 | BERGEN CNTY WTP | FEMA Sandy Power Supply Restoration and Mitigation | This project protects high value power supply assets and protects the plant power supply using a Biogas Powered Electric Microgrid (BPEMG). Power supply assets include the Switchgear (SG) Building Vault the CoGen Building and the Main Substation. The project includes expansion of the CoGen facility installation of a digester gas storage tank modification of the blowers and aeration control system to increase energy efficiency and improve process control and installation of a fats oil and grease receiving and handling station to augment digester gas production. These exhibits pertain to the Planning and Design Contract No. 1 of 1 - Power Supply Mitigation Improvements and the BCUA Resolution Nos. 21-2-078 and 22-2-040 which amend Contract No. 1 of 1. | 563365 | 2021-04-19 | 2021-07-28 | 667 | 0 | 0 | 0 | 0 | 0 | 3344647 | 0 | 0 | 0 | 0 | 0 | 0 | 0 | 0 | 0 | 0 | 0 | 0 | 0 | 0 | 0 | 0 | 3344647 | Bergen County, New Jersey | 40.9598 | -74.0744 | 100
158 | Region 3 | Delaware | NPS Septic Loan Program | 2021NPSSEP | Loan | Not Applicable | Initial Agreement | 2021-06-30 | 292959 | 2021-06-30 | 292959 | Yes | No | 0 |  | Septic Loan Rehabilitation Program | 319 Septic Rehabilitation Program Kent County<br><br>319 Septic Rehabilitation Program Sussex County<br><br>319 Septic Rehabilitation Program New Castle County | 45 | 2021-06-30 | 2021-06-30 | 684 | 0 | 0 | 0 | 0 | 0 | 0 | 0 | 0 | 0 | 0 | 0 | 0 | 0 | 97653 | 0 | 0 | 0 | 0 | 0 | 0 | 0 | 0 | 292959 | Delaware | 39.0081 | -75.4675 | 75 | Yes
159 | Region 3 | Pennsylvania | Septic Program - 2021 | 99999 | Loan | Not Applicable | Initial Agreement | 2021-06-30 | 1579837 | 2021-06-30 | 1579837 | No | No | 0 |  | PHFA - Onlot Loans FY2020-2021 | PHFA - Onlot Loans | 77 |  |  | 685 | 0 | 0 | 0 | 0 | 0 | 0 | 0 | 0 | 0 | 0 | 0 | 0 | 0 | 1579837 | 0 | 0 | 0 | 0 | 0 | 0 | 0 | 0 | 1579837 | Pennsylvania | 40.8965 | -77.8388 | 78.75
160 | Region 2 | New Jersey | Kearny Town | 340259-11 | Loan |  | Initial Agreement | 2021-06-29 | 12003541 | 2021-06-29 | 12003541 |  | Yes | 2000000 |  | Dukes Street Stormwater Pump Stationew Project | The proposed project entails the installation of Storm Water Pump Station (submersible type) at Duke Street, netting chamber, prefabricated concrete control building and emergency generator. The storm water collection system will consist of approximately 7,165 linear feet of reinforced concrete pipe (rcp) with pipe size ranging from 15 inches to 48 inches and approximately 700 linear feet of 30-inch force main. The proposed conveyance pipes will direct collected storm water runoff generated within the drainage area bounded by the abovementioned municipal roadways via gravity to the proposed pump station. The collected storm water runoff will then be pumped to an existing culvert within the Bergen Avenue right-of-way via a 30-inch force main. The existing box culvert discharges to Frank’s Creek, within the Town of Kearny, that ultimately discharges into the Passaic River. The proposed project entails the installation of critical stormwater drainage improvements within the area of Dukes Street to address frequent localized flooding in the Combined Sewer Overflow (CSO) community. The area of Dukes Street, Devon Terrace, Tappan Street and Hoyt Street east of Schuyler Avenue in the Town of Kearny currently experiences significant drainage problems during and after heavy rainstorms due to the undersized storm water collection system and the hydrologic characteristics of the drainage area that includes railroad embankments, tidal influences and impervious cover. During wet weather events, runoff from the largely impervious 22-acre drainage basin floods existing roadways that results in impassable conditions, a threat to public health and safety and a detriment to water quality of nearby waterbodies. The Town is required to provide water quality treatment for the separated storm sewer system prior to being discharged to Frank’s Creek. In order to comply with the Total Suspended Solid (TSS) removal requirement, the Town has designed the drainage system to incorporate three (3) site saver Model No. STSS-18 (Water Quality) units. The proposed drainage design will incorporate manufactured treatment devices (MTDs) to meet the requirement for a removal of 50% of the total suspended solids from the NJDEP Water Quality Design Storm Event. The MTD is certified to provide a maximum treatment flow rate of 19.44 cfs per unit and is designed to treat 100% of the NJDEP Water Quality Storm Event. | 3000 | 2021-04-01 |  | 686 | 0 | 0 | 0 | 0 | 0 | 0 | 0 | 0 | 0 | 0 | 0 | 0 | 0 | 0 | 0 | 0 | 0 | 0 | 12003541 | 0 | 0 | 0 | 12003541 | Town of Kearny, New Jersey | 40.7526 | -74.1202 | 96.45
161 | Region 2 | New Jersey | Brick Township MUA | 340448-13 | Loan |  | Initial Agreement | 2021-06-25 | 4001418 | 2021-06-25 | 4001418 | No | No | 0 | NORTHERN WATER POLLUTION | Sanitary Sewer Main Replacement on Cartagena Drive, Alhama Drive, Cadiz Drive, Valencia Drive and Monterey DriveNew Project | The proposed project includes a sanitary sewer main replacement of approximately 6,350 linear feet (LF) along Cartagena Drive, Alhama Drive, Cadiz Drive, Valencia Drive, and Monterey Drive, located within the Baywood Section of the Township of Brick, to reinforce the collection system. This replacement includes the installation of 8 and 10 inch polyvinyl chloride (PVC) pipe that consists of site clearing, service laterals, man hole replacement, site restoration, curb to curb paving and related appurtenances. This project was planned as a direct result of the Township's ongoing Water and Sewer System Asset Management plans and will be bid out as a single contract to coincide with the water main replacement project in the Baywood Section. | 800 | 2021-06-08 |  | 691 | 0 | 0 | 0 | 0 | 0 | 0 | 4001418 | 0 | 0 | 0 | 0 | 0 | 0 | 0 | 0 | 0 | 0 | 0 | 0 | 0 | 0 | 0 | 4001418 | Brick Township | 40.0474 | -74.1154 | 100
162 | Region 2 | New Jersey | Tuckerton Borough | 340034-05 | Loan | Not Applicable | Amendment | 2021-06-25 | 2538798 | 2022-12-22 | 1857129 | Yes | No | 0 | SOUTHERN WATER POLLUTION | New ProjectWater and Sewer Main Replacement Project-Kingfisher.Curlew and Bass Road | The project consists of the replacement of approximately 4,080 linear feet of 'deteriorated' asbestos-concrete pipe (ACP), ~4,300 linear feet of service laterals and cleanouts, 15 manholes, and 155 meters and meter pits, located on Curlew, Kingfisher, and Bass Roads in the Borough of Tuckerton, Ocean County. | 3347 | 2021-05-27 | 2022-03-10 | 692 | 0 | 0 | 0 | 0 | 0 | 0 | 1857129 | 0 | 0 | 0 | 0 | 0 | 0 | 0 | 0 | 0 | 0 | 0 | 0 | 0 | 0 | 0 | 1857129 | Tuckerton, New Jersey | 39.6038 | -74.3372 | 100
163 | Region 3 | Delaware | Newark, City of | CW-2020-004 | Loan | Not Applicable | Initial Agreement | 2021-06-17 | 2600000 | 2021-06-17 | 2600000 | No | No | 0 | WILMINGTON STP | Newark Sanitary Sewer System Study and Rehabilitation (Phase II) | Inspection and rehabilitation of existing sewer lines to address major deficiencies identified during sewer inspections in the White Clay Creek and the upstream section of the Cool Run Sewer Basins over the past three years. Sewer lines will be cleaned, CCTV inspected and rehabilitated as necessary based on the findings. This project is a continuation of the Phase I project, which is in progress and was previously approved by WIAC on December 5, 2018 and is being funded by the CWSRF. | 34196 | 2022-07-01 |  | 702 | 0 | 0 | 0 | 0 | 0 | 0 | 2600000 | 0 | 0 | 0 | 0 | 0 | 0 | 0 | 0 | 0 | 0 | 0 | 0 | 0 | 0 | 0 | 2600000 | Newark, Delaware | 39.6817 | -75.7536 | 100 | Yes
164 | Region 2 | New Jersey | Wenonah Borough | 340531-01 | Loan | Not Applicable | Amendment | 2021-06-11 | 93975 | 2023-01-31 | 1088242 | No | Yes | 93975 |  | Sanitary Sewer Collection System Asset Management and System Improvements | The Borough of Wenonah has submitted a Planning Loan Application for financing the development of an Asset Management Plan (AMP) for the Borough’s sanitary sewer system. The Planning Loan shall provide financing to reimburse actual costs for the planning activities associated with the development of the AMP based upon the USEPA and NJDEP guidelines. It is anticipated that the planning efforts will result in a project to repair deteriorated sewers to assure that wastewater is safely conveyed through the sewers to each regional wastewater treatment facility. Additionally, the Borough anticipates replacing outdated lift stations. | 2278 | 2021-05-06 | 2024-01-31 | 703 | 0 | 0 | 0 | 0 | 0 | 0 | 1088242 | 0 | 0 | 0 | 0 | 0 | 0 | 0 | 0 | 0 | 0 | 0 | 0 | 0 | 0 | 0 | 1088242 | Wenonah, New Jersey | 39.791 | -75.1586 | 100 | Yes
165 | Region 2 | New Jersey | Hopewell Twp | 340282-03 | Loan | Not Applicable | Amendment | 2021-06-09 | 122348 | 2023-06-08 | 1101839 | No | Yes | 100000 |  | New ProjectSanitary Sewer Collection System Asset Management and System Improvements | The Hopewell Township Sewer Department is developing an Asset Management Plan (AMP) for the Township’s sanitary sewer systems. Portions of both existing collection systems are deteriorated and subject to inflow and infiltration resulting in loss of sewage to the environment and admission of groundwater and stormwater to the system. After the results of the AMP, the Township plans for the repair of deteriorated sewers to assure that wastewater is safely conveyed through the sewers to each respective regional wastewater treatment facility. | 750 | 2021-05-18 | 2024-03-27 | 706 | 0 | 0 | 0 | 0 | 0 | 0 | 1101839 | 0 | 0 | 0 | 0 | 0 | 0 | 0 | 0 | 0 | 0 | 0 | 0 | 0 | 0 | 0 | 1101839 | Hopewell Township, New Jersey | 40.3462 | -74.8067 | 100
166 | Region 2 | New Jersey | Sussex County MUA | 342008-06 | Loan | Not Applicable | Amendment | 2021-06-08 | 26912474 | 2023-12-09 | 32498929 | No | No | 0 | Sussex County Municipal Utilities Authority Solid Waste Facility | Landfill Expansion Project (Stage 2) | The Sussex County Municipal Utilities Authority (SCMUA) Stage 2 Expansion project includes the construction of two (2) new waste disposal cells; Phase 4 and Phase 6B. Phase 6B is a 7.2 acre cell and Phase 4 is a 6.6 acre cell. In general, the landfill related scope of work includes construction of mechanically stabilized earth (MSE) berm; earthwork and soil processing; new landfill liner systems; new leachate pump house and electrical building; new leachate force main; new landfill gas piping; roadway; stormwater features; new litter fence; and new landscaping features. Phase 6B will be constructed first (this year). Additionally, the work includes the proposed relocation of the following SCMUA Solid Waste facilities: convenience center, recycling center, composting area, contractor drop-off area; site roadways; and site utilities. The relocation of existing on-site facilities is necessary to allow for the space required for construction of the Phase 4 landfill cell. Ancillary select work will include, electrical, storm, waste and drinking water utilities and monitoring systems. Several buildings will be reconstructed/improved including; convenience center canopy, payment booth, retaining wall and roll off separation wall, and employee shelters, as well as a contractor drop off canopy and retaining wall. | 140000 | 2021-03-25 | 2024-04-06 | 711 | 0 | 0 | 0 | 0 | 0 | 0 | 0 | 0 | 0 | 0 | 0 | 0 | 0 | 0 | 0 | 32498929 | 0 | 0 | 0 | 0 | 0 | 0 | 32498929 | Sussex County, New Jersey | 41.1393 | -74.6909 | 100
167 | Region 3 | Pennsylvania | Knox Township, Clarion County | 75345 | Loan | Not Applicable | Initial Agreement | 2021-06-01 | 2384948 | 2021-06-01 | 2384948 | Yes | Yes | 1604077 | LUCINDA STP | Knox Twp MA -Sanitary Sewer System & Recirculating Sand Filter Treatment Plant Project | To mitigate the malfunctioning on-lot sewer systems, the approved Act 537 Plan recommends the installation of a municipal sanitary sewer system for the village of Lucinda. | 170 | 2021-05-03 |  | 715 | 0 | 0 | 0 | 1359421 | 0 | 1025527 | 0 | 0 | 0 | 0 | 0 | 0 | 0 | 0 | 0 | 0 | 0 | 0 | 0 | 0 | 0 | 0 | 2384948 | Knox Township, Pennsylvania | 41.3117 | -79.385 | 100
168 | Region 2 | New Jersey | Hackensack City | 340923-13 | Loan | Not Applicable | Amendment | 2021-05-27 | 1040750 | 2022-06-26 | 14485148 | No | No | 0 | City of Hackensack | The Long Term Control Plan and CSO Sewer Separation Efforts (Phase 3) | Pursuant to New Jersey Pollutant Discharge Elimination System Combined Sewer Overflow permit requirements, the City's Long Term Control Plan (LTCP) must be completed by July 2020. The City is seeking financial assistance for the preparation, creation and implementation of the LTCP / System Characterization Report as well as CSO separation efforts for sections of James, Clay and Court Streets which will be constructed under three construction contracts. Work for these contracts includes the replacement of the existing drainage structures, and the design of new, separated drainage improvements including inlets which will increase storage capacity of stormwater, reduce the frequency of flooding and CSO discharging events. These projects incorporate consideration of future sewer separation in the region that will be included in the final conclusions of LTCP. | 43010 | 2021-06-23 |  | 726 | 0 | 14485148 | 0 | 0 | 0 | 0 | 0 | 0 | 0 | 0 | 0 | 0 | 0 | 0 | 0 | 0 | 0 | 0 | 0 | 0 | 0 | 0 | 14485148 | Hackensack, New Jersey | 40.8813 | -74.0438 | 100
169 | Region 3 | Pennsylvania | Greater Johnstown Water Authority | 75374 | Loan | Not Applicable | Initial Agreement | 2021-05-27 | 8406466 | 2021-05-27 | 8406466 | Yes | Yes | 6517110 | DORNICK PT WWTP | Johnstown City - Central Business District Sanitary/Storm Water Separation Project | The proposed City of Johnstown Central Business District Sanitary Sewer/Stormwater Separation project will remove excess I/I entering the City collection system serving the Central Business District neighborhood. | 20648 | 2021-01-02 |  | 727 | 0 | 0 | 2807296 | 0 | 0 | 0 | 5599170 | 0 | 0 | 0 | 0 | 0 | 0 | 0 | 0 | 0 | 0 | 0 | 0 | 0 | 0 | 0 | 8406466 | Johnstown, Pennsylvania | 40.3259 | -78.9175 | 100
170 | Region 3 | Pennsylvania | Elizabeth Township | 75377 | Loan | Not Applicable | Initial Agreement | 2021-05-26 | 20000000 | 2021-05-26 | 20000000 | No | No | 0 | BUENA VISTA STP | Elizabeth Township - Buena Vista and Boston Pump Station Project | The new Buena Vista Pump Station will have a capacity of 3.9 MGD. The associated Equalization Basin will have a capacity of 3 MG. The new Boston Pump Station will have a capacity of 17.5 MGD | 4948 | 2021-06-21 |  | 728 | 0 | 0 | 0 | 20000000 | 0 | 0 | 0 | 0 | 0 | 0 | 0 | 0 | 0 | 0 | 0 | 0 | 0 | 0 | 0 | 0 | 0 | 0 | 20000000 | Elizabethtown, Pennsylvania | 40.1515 | -76.606 | 100
171 | Region 3 | Pennsylvania | Western Westmoreland MA | 75375 | Loan | Not Applicable | Initial Agreement | 2021-05-12 | 3100280 | 2021-05-12 | 3100280 | No | No | 0 | BRUSH CREEK WPCP | WWMA COA Improvement Project-Phase III | This project includes replacing approximately 17,500 linear feet of 8-inch, 15-inch, 18-inch and 30-inch polyvinyl chloride (PVC) sanitary sewer and 80 manholes. Sewage treatment is provided at the existing Western Westmoreland Municipal Authority Sewage Treatment Plant. Environmental benefits include reducing the flow of untreated or inadequately treated sewage to the Authority's waterways during wet weather. | 7540 | 2021-05-05 |  | 737 | 0 | 3100280 | 0 | 0 | 0 | 0 | 0 | 0 | 0 | 0 | 0 | 0 | 0 | 0 | 0 | 0 | 0 | 0 | 0 | 0 | 0 | 0 | 3100280 | 12441 PA-993, Ardara, Pennsylvania, 15615 | 40.3533 | -79.733 | 100
172 | Region 2 | New Jersey | Stony Brook Regional S.A. | 340400-11 | Loan | Not Applicable | Initial Agreement | 2021-05-05 | 19070720 | 2021-05-05 | 19070720 | No | No | 0 | Stony Brook Regional Sewerage Authority River Road Wastewater Treatment Plant | River Road Wastewater Treatment Plant UV Disinfection and Effluent Filtration Project | The project involves the replacement of the existing dual-media effluent filtration system and the replacement of the existing disinfection system with a UV system. Many components of the existing filtration system are 39 years old and in need of significant rehabilitation. This project replaces the existing filtration system with a new filtration facility utilizing disc-type effluent filters. The new facility will be in a new building constructed adjacent to the existing filter building. The existing chlorine-based disinfection system will be replaced with a new ultraviolet (UV) disinfection system to meet new, more stringent effluent limitations for Chlorodibromomethane (CDBM) and Bromodichloromethane (BDCM). Modifications to the existing chlorine contact tanks, de-chlorination tanks, and reaeration tanks will be completed to incorporate the new UV disinfection system within and on top of the existing tanks. | 85000 | 2021-03-09 |  | 746 | 0 | 0 | 0 | 0 | 0 | 19070720 | 0 | 0 | 0 | 0 | 0 | 0 | 0 | 0 | 0 | 0 | 0 | 0 | 0 | 0 | 0 | 0 | 19070720 | Stony Brook, New Jersey | 40.3487 | -74.659 | 100
173 | Region 3 | Pennsylvania | Pittsburgh Water and Sewer Authority | 75373 | Loan | Not Applicable | Initial Agreement | 2021-05-05 | 5338254 | 2021-05-05 | 5338254 | No | No | 0 | PGH CITY COMBINED SEW OVERFLOWS | PWSA - 2020 Small Diameter Sewer Rehabilitation | The 100 year old vitrified clay pipe sewers in the Brighton Heights, Southside Slopes and Hazelwood areas of the City of Pittsburgh are at the end of their useful lives and contributing to wet weather sewage overflows in Pittsburgh Water and Sewer Authority's collection system. The proposed project includes the full manhole to manhole lining of approximately 40,000 linear feet of sewer lines (36” inches in diameter or less) within the Brighton Heights, Southside Slopes and Hazelwood areas of the City of Pittsburgh. To facilitate lining, planned work also includes raising 32 manholes to grade, installing 25 new manholes on existing junctions, and performing 14 open cut spot excavation repairs (typically about 6 feet in length). | 302407 | 2021-04-30 |  | 747 | 0 | 0 | 0 | 0 | 0 | 0 | 5338254 | 0 | 0 | 0 | 0 | 0 | 0 | 0 | 0 | 0 | 0 | 0 | 0 | 0 | 0 | 0 | 5338254 | Pittsburgh, Pennsylvania | 40.4422 | -79.995 | 100
174 | Region 3 | Delaware | Lewes Board of Public Works | CW-2020-006 | Loan | Not Applicable | Initial Agreement | 2021-04-30 | 2000000 | 2021-04-30 | 2000000 | No | No | 0 |  | Jones Farm Purchase Well Head Protection Project | The Lewes BPW is partnering with Sussex County and the City of Lewes to purchase the Jones Farm, which is located west and contiguous with the Lewes BPW production well site. The 37-acre parcel is located 100% inside the recharge area of the BPW production wells footprints. An environmental restriction has been placed on the property, ensuring that no residential or commercial development will ever be built on the property to preserve the recharge area. A 200' X 200' site has been designated for the express construction of a future elevated water tank for the BPW system. | 3233 | 2021-04-30 | 2021-04-30 | 750 | 0 | 0 | 0 | 0 | 0 | 0 | 0 | 0 | 0 | 0 | 0 | 0 | 0 | 0 | 2000000 | 0 | 0 | 0 | 0 | 0 | 0 | 2000000 | 0 | 107 Franklin Ave, Lewes, Delaware, 19958 | 38.773 | -75.1382 | 100 | Yes
175 | Region 2 | New Jersey | Bayonne City | 340399-31 | Loan | Not Applicable | Amendment | 2021-04-29 | 1602514 | 2023-11-01 | 2082786 | No |  | 0 |  | STORMWATER MANAGEMENT FACILITIES AND FRANCIS G. FITZPATRICK PARK IMPROVEMENTS | The City of Bayonne proposes to construct new stormwater management facilities, consisting of an underground detention basin and a separate stormwater collection system, as part of the upgrades to Francis G. Fitzpatrick Park to reduce the peak flow rates to the combined sewer system, and therefore, reduce the frequency of backups in the sewer collection system during one and two-year storm events. The proposed project entails construction of a new stormwater collection system to intercept runoff from the 12 existing catch basins at the intersections of Avenue C with West 28th Street, West 27th Street, and West 26th Street and from the park to convey the stormwater to a proposed underground detention basin. The proposed underground detention basin will provide temporary storage for the collected stormwater runoff and infiltration of the collected stormwater into the ground. The outflow from the proposed underground detention basin will be returned to the existing 24-inch CSS collector on Avenue C. In addition, the park will be upgraded to meet the current needs of the community and to make the park Americans with Disabilities Act compliant. | 14312 | 2020-09-24 |  | 751 | 0 | 0 | 0 | 0 | 0 | 0 | 0 | 0 | 0 | 0 | 0 | 0 | 0 | 0 | 0 | 0 | 0 | 0 | 2082786 | 0 | 0 | 0 | 2082786 | Bayonne, New Jersey | 40.6691 | -74.1172 | 100
176 | Region 2 | New Jersey | Rockaway Valley RSA | 340821-08 | Loan | Not Applicable | Amendment | 2021-04-29 | 12905936 | 2023-04-20 | 13782448 | No | No | 0 | Rockaway Valley Regional Sewerage Authority Wastewater Treatment Plant | Phosphorus Removal and Filtration Facilities | This project consists of upgrades to enable compliance with a future effluent limitation for phosphorus. Proposed upgrades include the addition of a chemical storage and feed system, automate the biological nutrient removal process and thereby minimize chemical consumption, implement additional SCADA improvement to enhance monitoring and control, modify and improve return and waste sludge pumping systems, implement oxidation ditch structural and mechanical improvements, and add effluent filtration to enhance the overall reliability of compliance. | 70090 | 2021-02-04 | 2022-06-25 | 752 | 13782448 | 0 | 0 | 0 | 0 | 0 | 0 | 0 | 0 | 0 | 0 | 0 | 0 | 0 | 0 | 0 | 0 | 0 | 0 | 0 | 0 | 0 | 13782448 | Rockaway Valley, New Jersey | 40.9281 | -74.4446 | 100
177 | Region 2 | New Jersey | Pennsville SA | 340870-04 | Loan | Not Applicable | Initial Agreement | 2021-04-28 | 790350 | 2021-04-28 | 790350 | No | No | 0 | Pumping Station No.3 | Pumping Station No.3 Force Main Replacement | The Authority is proposing to replace the aging force main associated with Pump Station No. 3, located at North Broadway (Rt. 49), Pennsville Township, NJ (Block 401, Lot 23). The intent of the improvements is to install new sanitary force main to replace the existing force main associated with the Pump Station No. 3 from the pump station to the terminal manhole, all within the Right of Way of Rt. 49. | 11000 | 2020-12-14 |  | 753 | 0 | 0 | 0 | 0 | 0 | 0 | 790350 | 0 | 0 | 0 | 0 | 0 | 0 | 0 | 0 | 0 | 0 | 0 | 0 | 0 | 0 | 0 | 790350 | Pennsville, New Jersey | 39.6547 | -75.5212 | 100 | Yes
178 | Region 3 | Pennsylvania | Shenango Township Municipal Authority | 71439 | Loan | Not Applicable | Initial Agreement | 2021-04-27 | 6522414 | 2021-04-27 | 6522414 | Yes | Yes | 2088341 | SHENANGO TWP STP | Shenango Township MA - Sanitary Sewage Improvement Project, Phases 2 and 3 | These Phase 2 and Phase 3 projects address areas with high rates of on-lot septic system malfunctioning and will also provide sewer service to Oakleaf Estates Mobile Home Park. This project includes installation of approximately 33,038 feet of 8-inch diameter gravity sewage main, five sewage pump stations, and 9,731 feet of 2-inch and 4-inch diameter forcemain. The additional wasteflow created will be treated at Shenango Township Municipal Authority’s existing wastewater treatment plant. This project also contains improvements at the wastewater treatment plant which include a new headworks facility and a new UV disinfection system. | 2285 | 2021-04-28 |  | 754 | 0 | 0 | 0 | 5772414 | 0 | 750000 | 0 | 0 | 0 | 0 | 0 | 0 | 0 | 0 | 0 | 0 | 0 | 0 | 0 | 0 | 0 | 0 | 6522414 | Shenango Township, Pennsylvania | 40.9493 | -80.3059 | 100
179 | Region 2 | New Jersey | Two Rivers Water Reclamation Authority | 340117-09 | Loan | Not Applicable | Amendment | 2021-04-22 | 3960396 | 2022-12-22 | 2996814 | No | No | 0 | Two Rivers Water Reclamation Authority | Interceptor and Pump Station Improvements | TRWRA proposes two separate contracts for improvements to its collection system and pumping infrastructure. Contract 1 (Contract 169A) Interceptor Rehabilitation: The contract work includes approximately 2,050 LF of Cured-in-Place-Pipe rehabilitation for gravity sewers ranging from 18 to 36 in diameter. Additionally, approximately 8,175 LF of Multi Sensor Inspection of gravity sewer ranging from 18 to 36 in diameter, as well as rehabilitation to a sanitary sewer manhole. Contract 2 (Contract 155A) Pump Station Rehabilitation: The contract work includes various electrical and mechanical upgrades to its existing Pump Station No. 12. Upgrades include new electrical service, new pump station controllers, VFDs, SCADA, odor control and other miscellaneous equipment. | 78413 | 2020-12-03 | 2022-11-25 | 757 | 0 | 0 | 0 | 0 | 0 | 0 | 2996814 | 0 | 0 | 0 | 0 | 0 | 0 | 0 | 0 | 0 | 0 | 0 | 0 | 0 | 0 | 0 | 2996814 | 1 Highland Ave, Monmouth Beach, New Jersey, 07750 | 40.3357 | -73.9932 | 100
180 | Region 2 | New Jersey | Lower Township MUA | 340810-05 | Loan | Not Applicable | Amendment | 2021-04-21 | 16930693 | 2022-10-31 | 28498961 | Yes | No | 0 | Lower Township MUA | LTMUA Collection System Expansion | The project will extend the Lower Township Municipal Utilities Authoritys LTMUA sanitary sewer collection system to non-sewered fully developed communities of Lower Township, south of the airport and west of the Garden State Parkway (GSP) in the western central portion of Lower Township. The project planning area includes only properties and portions of properties that are located within the New Jersey Department of Environmental Protection (NJDEP) Wastewater Management Plan (WMP) approved sanitary sewer service area. The proposed project entails the construction of a new vacuum sanitary sewer system including vacuum sewer mains forming two collection areas, each with its own central vacuum/pumping station. All wastewater from the proposed vacuum stations will be conveyed via force main to the existing LTMUA collection system infrastructure, which will carry the wastewater flow to the LTMUA wastewater treatment plant for treatment. The project will alleviate ongoing problems with on-site sewage disposal systems, reducing the exposure of ground and surface waters to untreated or minimally treated wastewater. The project has two contracts. Contract No. 1 of 2 is an equipment procurement. Contract No. 2 of 2 is the construction of the new collection/vacuum system. | 1725 | 2021-01-06 | 2023-05-31 | 758 | 0 | 0 | 0 | 28498961 | 0 | 0 | 0 | 0 | 0 | 0 | 0 | 0 | 0 | 0 | 0 | 0 | 0 | 0 | 0 | 0 | 0 | 0 | 28498961 | Lower Township, New Jersey | 38.982 | -74.9085 | 100
181 | Region 2 | New Jersey | Red Bank Borough | 340528-01 | Loan | Not Applicable | Amendment | 2021-04-15 | 425742 | 2022-12-22 | 1600197 | No | No | 0 | TWO RIVERS WATER RECLAMATION AUTHORITY | White Street Sanitary Sewer Improvements | The funded portion of this project includes the replacement of 972 linear feet of 10 polyvinyl chloride sewer pipe, service laterals and pavement replacement on top of the trench excavation. These Exhibits cover the White Street project only. | 12048 | 2020-04-06 | 2022-08-31 | 763 | 0 | 0 | 0 | 0 | 0 | 0 | 1600197 | 0 | 0 | 0 | 0 | 0 | 0 | 0 | 0 | 0 | 0 | 0 | 0 | 0 | 0 | 0 | 1600197 | Red Bank, New Jersey | 40.3471 | -74.065 | 100
182 | Region 3 | Pennsylvania | York City Sewer Authority | 71446 | Loan | Not Applicable | Final Agreement | 2021-04-07 | 6807942 | 2021-11-22 | 6003963.98 | Yes | No | 0 | YORK CITY STP | York City Sewer Authority Filter Media and Equipment Project and Related Improvements | At times between 2012 and 2016, NPDES permit violations occurred resulting in Notices of Violation (NOVs) being issued. A Consent Order and Agreement was issued on July 12, 2017 indicating required actions. | 34490 | 2020-05-25 | 2021-12-01 | 773 | 0 | 0 | 0 | 0 | 0 | 0 | 6003963.98 | 0 | 0 | 0 | 0 | 0 | 0 | 0 | 0 | 0 | 0 | 0 | 0 | 0 | 0 | 0 | 6003963.98 | York, Pennsylvania | 39.9603 | -76.7347 | 100
183 | Region 2 | New Jersey | Mantua Twp MUA | 340514-02 | Loan | Not Applicable | Amendment | 2021-03-25 | 2005348 | 2022-12-22 | 1912607 | No | No | 0 | Barnsboro Pumping Station | Barnsboro Sanitary Sewer Extension Project | The Mantua Township Municipal Utilities Authority (MTMUA) has been evaluating the water and sewer infrastructure within the Township in an effort to identify equipment and components that are aging and reaching the end of its life cycle. The Authority is looking to be proactive and has identified three (3) sanitary sewer projects that will lessen maintenance time / costs, improve safety and allow for improved system monitoring. The Barnsboro PS project consist of the construction of a new gravity collection system, duplex pumping station, and force main to support existing properties along Barnsboro Road (County Route 609) and Breakneck Road (County Route 603) in Mantua Township, New Jersey. This need has been identified as a result of aging septic systems, where approximately 80% of the properties were constructed prior to 1980. The proposed pump station will be located on Block 276.01, Lot 7. The existing property is owned by Gloucester County, easements will be obtained. The Authority proposes to build a collection system which include 2250 linear feet of 8 inch gravity sanitary sewer and 1225 linear feet of 2 inch force main in the area of Barnsboro and Breakneck Roads Mantua Township, Gloucester County. | 54 | 2020-09-23 | 2021-05-21 | 793 | 0 | 0 | 0 | 1912607 | 0 | 0 | 0 | 0 | 0 | 0 | 0 | 0 | 0 | 0 | 0 | 0 | 0 | 0 | 0 | 0 | 0 | 0 | 1912607 | Mantua Township, New Jersey | 39.7619 | -75.1685 | 100 | Yes
184 | Region 2 | New Jersey | Stafford Twp | 340946-07 | Loan | Not Applicable | Amendment | 2021-03-25 | 2750737 | 2022-12-22 | 2902954 | No | No | 0 | Stafford Township Sewer System | Beach Haven West Sewer Rehab | Beach Haven West Sanitary Rehabilitation will be a Phased Sanitary Sewer Replacement Project. The initial phase will consist of replacement in kind of failing ACP Sanitary Sewer System consisting of approximately 8,169 Linear Feet of 8" PVC Sanitary Sewer Main. The project will consist of the removal of approximately 8,169 Linear Feet of ACP Sanitary Sewer Main and will include the construction of 30 new sanitary sewer manholes, 8,150 linear feet of 8" PVC Sanitary Sewer Main and 242 new sewer laterals and cleanouts. Also included in this project will be the replacement of drainage catch basins, installation of new cross drains and repaving of the road from edge of pavement to edge of pavement. The project is located in a flood hazard area on a lagoon community which encounters high water tables and is subject to high levels of water infiltration. The sanitary sewer main has reached its useful life and has been repaired in several locations under emergency work. The proposed project will also include stormwater management improvements consisting of the replacement of 16 drainage catch basins and 31 LF of 12-inch and 252 LF of 8-inch ductile iron pipe (DIP) for cross drains, as well as repaving all aforementioned roadways. | 27012 | 2021-01-19 | 2022-12-24 | 794 | 0 | 0 | 0 | 0 | 0 | 0 | 2902954 | 0 | 0 | 0 | 0 | 0 | 0 | 0 | 0 | 0 | 0 | 0 | 0 | 0 | 0 | 0 | 2902954 | Stafford Township, New Jersey | 39.7044 | -74.2633 | 100
185 | Region 2 | New Jersey | Camden, City of | 340366-15 | Loan | Not Applicable | Amendment | 2021-03-23 | 5125856 | 2023-10-23 | 5046488 | No | Yes | 2000000 | City of Camden Combined Sewer System | Rehabilitation of Combined Sewer Regulator Chambers | The project involves the rehabilitation of the approximately 28 regulator chambers at various locations within the City of Camden. | 77000 | 2020-07-10 |  | 807 | 0 | 5046488 | 0 | 0 | 0 | 0 | 0 | 0 | 0 | 0 | 0 | 0 | 0 | 0 | 0 | 0 | 0 | 0 | 0 | 0 | 0 | 0 | 5046488 | Camden, New Jersey | 39.9452 | -75.1188 | 100 | Yes
186 | Region 2 | New Jersey | Seaside Park Borough | 340083-04 | Loan | Not Applicable | Amendment | 2021-03-23 | 2336441 | 2022-12-22 | 2057249 | No | No | 0 | Borough of Seaside Park | Phase IIIA Sanitary Sewer Replacement | Seaside Park Phase III A Sanitary Sewer Replacement will be a Phased Sanitary Sewer Replacement Project. This phase will consist of the replacement in kind of a failing sanitary sewer system consisting of approximately 7,562 linear feet of 8 -inch PVC Sanitary Sewer on Ocean Avenue from Island Avenue to 14th Avenue . The project will include the construction of new sanitary sewer manholes, PVC sanitary pipe, and new laterals with clean-outs. This project is located in a flood hazard area which encounters high water tables and is subject to high levels of water infiltration. The sanitary sewer main has reached its useful life and has been repaired in several locations under emergency work. | 8485 | 2021-02-22 | 2022-07-15 | 808 | 0 | 0 | 0 | 0 | 0 | 0 | 2057249 | 0 | 0 | 0 | 0 | 0 | 0 | 0 | 0 | 0 | 0 | 0 | 0 | 0 | 0 | 0 | 2057249 | Seaside Park, New Jersey | 39.9196 | -74.0788 | 100
187 | Region 3 | Delaware | Sussex County Council | CW-2018-001 | Loan | Not Applicable | Initial Agreement | 2021-03-18 | 374253 | 2021-03-18 | 374253 | No | No | 0 |  | LCLP Comfort Burton Property | "Comfort Burton Property" 201.16 acres pine forested parcel located in the headwaters of Guinea Creek, a tributary of Rehoboth Bay and part of the Herring Creek/Rehoboth Bay sub-watershed | 10 | 2021-05-01 |  | 809 | 0 | 0 | 0 | 0 | 0 | 0 | 0 | 0 | 0 | 0 | 0 | 0 | 0 | 0 | 374253 | 0 | 0 | 0 | 0 | 0 | 0 | 374253 | 0 | Sussex County, Delaware | 38.6831 | -75.3396 | 100
188 | Region 3 | Delaware | Sussex County Council | CW-2018-001 | Loan | Not Applicable | Initial Agreement | 2021-03-18 | 5370531 | 2021-03-18 | 5370531 | No | No | 0 |  | LCLP Comfort Burton Property | "Comfort Burton Property" 201.16 acres pine forested parcel located in the headwaters of Guinea Creek, a tributary of Rehoboth Bay and part of the Herring Creek/Rehoboth Bay sub-watershed | 10 | 2021-05-01 |  | 810 | 0 | 0 | 0 | 0 | 0 | 0 | 0 | 0 | 0 | 0 | 0 | 0 | 0 | 0 | 5370531 | 0 | 0 | 0 | 0 | 0 | 0 | 5370531 | 0 | Sussex County, Delaware | 38.6831 | -75.3396 | 100
189 | Region 3 | Pennsylvania | Lancaster City | 75359 | Loan | Not Applicable | Initial Agreement | 2021-03-16 | 11200000 | 2021-03-16 | 11200000 | No | No | 0 | LANCASTER CITY WWTP | Lancaster City Wastewater Conveyance System Improvements | The proposed project includes 3 segments as follows: (1) 1,300 LF of the 120-in Engleside Combined Sewer will be rehabilitated with invert reconstruction and a cementitious polymer liner for the full circumference of the pipe. (2) The Maple Grove Pumping Station will be upgraded from 8.0 MGD to 9.7 MGD. 2,400 LF of the upstream Little Conestoga Creek Interceptor will be upgraded to accommodate 9.7 MGD. The existing 24-in clay pipe will be replaced with 30-in PVC pipe. 4,500 LF of the downstream Maple Grove Interceptor will be upgraded to accommodate 12.9 MGD. The existing 18-in to 24-in clay pipe will be replaced with 24-in to 30-in PVC pipe. (3) 3,200 LF of the Eden Manor Interceptor will be replaced to accommodate the average daily flow of 220,000 gpd. The existing 8-in asbestos cement pipe will be replaced with 10-in PVC. Environmental benefits include reducing the flow of untreated or inadequately treated sewage to the City's waterways. | 67618 | 2020-08-24 |  | 811 | 0 | 0 | 0 | 0 | 0 | 0 | 11200000 | 0 | 0 | 0 | 0 | 0 | 0 | 0 | 0 | 0 | 0 | 0 | 0 | 0 | 0 | 0 | 11200000 | Lancaster, Pennsylvania | 40.0394 | -76.3071 | 100
190 | Region 3 | Pennsylvania | General Authority of the City of Franklin | 75378 | Loan | Not Applicable | Final Agreement | 2021-03-09 | 4086000 | 2023-12-31 | 2829977.25 | Yes | No | 0 | FRANKLIN CITY STP | Gen. Auth. of the City of Franklin - Venango County - 15th Street San. Sewer CSO Elimination Project | The existing system owned and operated by the Authority is estimated to be approximately 70-100 years old and is comprised mostly of clay pipe and brick manholes. The treatment plant is hydraulically overloaded during wet weather events. This project consists of replacing approximately 13,000 linear feet of 8-in and 3,000 linear feet of 12-in sanitary sewer, rehabiltating approximately 4,500 linear feet of 8-in and 500 linear feet of 16-in to 24-in sanitary sewer, rehabilitating approximately 80 brick manholes, and rehabilitating / replacing approximately 3,200 linear feet of 6-in service laterals. | 6192 | 2021-03-22 |  | 823 | 0 | 286020 | 531180 | 0 | 0 | 0 | 3268800 | 0 | 0 | 0 | 0 | 0 | 0 | 0 | 0 | 0 | 0 | 0 | 0 | 0 | 0 | 0 | 2829977.25 | Franklin, Pennsylvania | 39.8906 | -80.1503 | 100
191 | Region 2 | New Jersey | Toms River Twp MUA | 340145-08 | Loan | Not Applicable | Amendment | 2021-03-03 | 1165267 | 2023-10-20 | 1098887 | No | No | 0 |  | Equipment Purchase | Purchase of (i) One replacement Dump Truck Vehicle, (ii) One replacement Utility Truck Vehicle with Crane, (iii) One replacement Jetter Vacuum Truck Vehicle, (iv) Three replacement portable generators for Pump Stations #14, 15 & 20 and (v) Four new wetwell-mounted grinders for Pump Stations #24, 25, 26 & 30. | 90463 | 2021-01-21 | 2022-07-01 | 826 | 0 | 0 | 0 | 0 | 0 | 0 | 1098887 | 0 | 0 | 0 | 0 | 0 | 0 | 0 | 0 | 0 | 0 | 0 | 0 | 0 | 0 | 0 | 1098887 | Township of Toms River, New Jersey | 39.9894 | -74.1651 | 95.19
192 | Region 3 | Pennsylvania | City of Arnold | 75365 | Loan | Not Applicable | Final Agreement | 2021-02-25 | 1379144 | 2022-12-28 | 1323164.99 | No | No | 0 | ARNOLD CITY SEW SYS | City of Arnold Combined Sewer Separation Project | The US Environmental Protection Agency (USEPA) issued an Administrative Consent Order for the combined sewer overflows in the City of Arnold on December 31, 2009. The City of Arnold is repairing structurally deficient manholes, force mains, combined sewer regulators, diversion chambers and outfall pipes. This includes Moore Street and Drey Street combined sewers which are structurally deficient. Approximate quantities include 3,200 linear feet of pipe, 14 manholes, and a diversion chamber with a vortex valve. | 4903 | 2021-03-08 |  | 840 | 0 | 1323164.99 | 0 | 0 | 0 | 0 | 0 | 0 | 0 | 0 | 0 | 0 | 0 | 0 | 0 | 0 | 0 | 0 | 0 | 0 | 0 | 0 | 1323164.99 | Arnold, Pennsylvania | 40.5796 | -79.7656 | 100
193 | Region 2 | New Jersey | Willingboro MUA | 340132-09 | Loan | Not Applicable | Amendment | 2021-02-23 | 6854584 | 2022-12-22 | 6681960 | No | No | 0 | Willingboro Pollution Control Facility | Water Pollution Control Plant-Installation of Screening and Grit Removal Equipment | Upgrade new headworks equipment at the water pollution control facility including new mechanical screenings removal equipment, new grit removal equipment, new raw sewage pumps, new VFDs for recirculation pumps, modifications to existing wet well. | 43600 | 2020-09-24 | 2021-10-05 | 844 | 0 | 0 | 0 | 0 | 0 | 6681960 | 0 | 0 | 0 | 0 | 0 | 0 | 0 | 0 | 0 | 0 | 0 | 0 | 0 | 0 | 0 | 0 | 6681960 | Willingboro, New Jersey | 40.0336 | -74.8941 | 100 | Yes
194 | Region 3 | Pennsylvania | Altoona Water Authority | 75380 | Loan | Not Applicable | Initial Agreement | 2021-02-04 | 36615700 | 2021-02-04 | 36615700 | Yes | No | 0 | ALTOONA WEST STP | Altoona Water Authority - Biosolids Treatment Improvements | Altoona Water Authority is addressing land application of residuals and weather-induced limitations on sludge storage. The proposed Altoona Westerly wasterwater treatment facility improvements project consists of a HSOW receiving facilities and install associated equipment, converting an existing aerobic digester to a new HSOW and thickened waste activated sludge (TWAS) blend tank and associated equipment, two (2) new anaerobic digesters and associated equipment, converting an existing aerobic digester to a digestate storage tank and repurposing aerated sludge holding tanks, a new digester control building, refurbishing the existing gravity belt filter, replacing the existing belt filter press with a new, larger-capacity solids dewatering centrifuge, a new receiving bunker to accept cake from other wastewater treatment facilities, a new cake drying system, cake conveying system, and pumping systems, and a beneficial biogas utilization system to provide heat for the cake drying system | 50000 | 2020-09-09 |  | 864 | 0 | 0 | 0 | 0 | 0 | 36615700 | 0 | 0 | 0 | 0 | 0 | 0 | 0 | 0 | 0 | 0 | 0 | 0 | 0 | 0 | 0 | 0 | 36615700 | Altoona, Pennsylvania | 40.5164 | -78.4014 | 100
195 | Region 2 | New Jersey | Hopatcong Borough | 340488-08 | Loan | Not Applicable | Amendment | 2021-01-20 | 508983 | 2022-06-23 | 456025 | No | Yes | 230423 | Hopatcong Sewer system | Hudson Avenue Sanitary Sewer Installation | The project is to construct approximately 2,300 L.F. of new sanitary sewer on Hudson Avenue within the Borough of Hopatcong. New SDR-21 PVC sewer pipe will be installed from approximately house # 130 Hudson Avenue to approximately house #243 Hudson Avenue in the Hudson Road Right of Way. A 2.5-inch SDR-21 PVC low pressure sewer pipe is proposed for the purpose of carrying sanitary sewer in the Hudson Road Right of Way. | 100 | 2020-10-26 |  | 876 | 0 | 0 | 0 | 456025 | 0 | 0 | 0 | 0 | 0 | 0 | 0 | 0 | 0 | 0 | 0 | 0 | 0 | 0 | 0 | 0 | 0 | 0 | 456025 | Hopatcong, New Jersey | 40.9336 | -74.6603 | 100 | Yes
196 | Region 2 | New Jersey | Willingboro MUA | 340132-10 | Loan | Not Applicable | Amendment | 2021-01-07 | 3500000 | 2023-07-10 | 3566277 | No | Yes | 1783138 | Willingboro Municipal Utilities Authority | Energy Savings Improvement Program | Development of energy efficiency plan (a/k/a Energy Savings Improvement plan) and then implementation of plan for various clean water and drinking water projects. Investment grade energy audit is underway. From this audit, energy savings plan will be prepared and submitted to BPU and independent 3rd party for verification. Expected projects include cogen improvements, solar facility re-commissioning, water meter change outs and addition of advanced meter infrastructure, and sludge drying facility improvements. | 32062 | 2020-12-24 |  | 878 | 0 | 0 | 0 | 0 | 0 | 0 | 0 | 3500000 | 0 | 0 | 0 | 0 | 0 | 0 | 0 | 0 | 0 | 0 | 0 | 0 | 0 | 0 | 3566277 | Willingboro, New Jersey | 40.0336 | -74.8941 | 100 | Yes
197 | Region 2 | New Jersey | Passaic Valley SC | 340689-37 | Loan | Not Applicable | Initial Agreement | 2020-12-29 | 119079101 | 2020-12-29 | 119079101 | No | Yes | 2000000 | Passaic Valley Sewerage Commission | Substation "M" Replacement and Headworks Reconstruction Project | The project includes construction of a new Substation M adjacent to the area occupied by the Grit and Screenings and the Incinerator Buildings at the east end of the grit channels. The project will also include the relocation of PVSC's Emergency Generator, new duct bank and manhole system to augment and replace the existing Substation M power supply and distribution system. To accommodate the new substation the existing access roads will be removed or relocated and new parking areas will also be constructed. This project also includes Headworks Reconstruction (increased scope from 689-47) including construction of a new Grit and Screenings Building, reconstruction of the grit sumps, installation of grit pumps, cyclone degritters, screw type classifiers, conveyors, screenings compactors and expansion of the existing bar screens and improvements to all electrical, HVAC and auxiliary equipment. The improvements also includes a new grit and screenings unloading stations. | 1509654 | 2020-10-07 |  | 879 | 0 | 119079101 | 0 | 0 | 0 | 0 | 0 | 0 | 0 | 0 | 0 | 0 | 0 | 0 | 0 | 0 | 0 | 0 | 0 | 0 | 0 | 0 | 119079101 | 600 Wilson Ave, Newark, New Jersey, 07105 | 40.7143 | -74.1345 | 100
198 | Region 2 | New Jersey | Hadden Heights Borough | 340877-02 | Loan | Not Applicable | Amendment | 2020-12-15 | 100000 | 2023-06-27 | 467628 | No | Yes | 100000 | Haddon Heights Borough | Sanitary Sewe System Asset Management Plan | Preparation of an asset management plan for the Borough's sanitary sewer system. | 7600 | 2019-10-16 | 2023-09-28 | 888 | 0 | 0 | 0 | 0 | 0 | 0 | 467628 | 0 | 0 | 0 | 0 | 0 | 0 | 0 | 0 | 0 | 0 | 0 | 0 | 0 | 0 | 0 | 467628 | Haddon Heights, New Jersey | 39.8833 | -75.0571 | 97.8 | Yes
199 | Region 2 | New Jersey | Willingboro MUA | 340132-11 | Loan | Not Applicable | Amendment | 2020-12-15 | 7871287 | 2022-12-22 | 7800440 | No | No | 0 |  | Water Meter Infrastructure Project | Replace all Willingboro Township Water Meters and implement advanced metering infrastructure (AMI) system. | 32062 | 2020-04-02 | 2022-01-15 | 889 | 0 | 0 | 0 | 0 | 0 | 0 | 0 | 0 | 0 | 0 | 0 | 0 | 0 | 0 | 0 | 0 | 0 | 0 | 0 | 0 | 7800440 | 0 | 7800440 | Willingboro, New Jersey | 40.0336 | -74.8941 | 100 | Yes
200 | Region 2 | New Jersey | Camden County MUA | 345040-01 | Loan | Not Applicable | Amendment | 2020-12-10 | 1237597 | 2022-12-22 | 1118127 | No | Yes | 573059 | Camden County Municipal Utilities Authority | Camden City and Gloucester City Long Term CSO Control Plan | The Long Term Control Plan (LTCP) is a system wide evaluation of the sewage infrasructure, and the hydraulic relationship between the sewers, precipitation, treatment capacity and overflows in Camden and Gloucester Cities. | 510000 | 2014-10-15 | 2022-12-22 | 902 | 0 | 1118127 | 0 | 0 | 0 | 0 | 0 | 0 | 0 | 0 | 0 | 0 | 0 | 0 | 0 | 0 | 0 | 0 | 0 | 0 | 0 | 0 | 1118127 | Camden County, New Jersey | 39.8037 | -74.9599 | 100 | Yes
201 | Region 2 | New Jersey | Camden County MUA | 340640-20 | Loan | Not Applicable | Amendment | 2020-12-10 | 1662445 | 2022-12-22 | 1604040 | Yes | Yes | 802020 | Camden County Municipal Utilities Authority | Camden City Green Infrastructure | Construction of several green infrastructure projects in Camden City to reduce the potential of combined sewer flooding, particularly in the Camden waterfront area. Implementation of green infrastructure not only reduces combined sewage flooding and/or overflows but also reduces pumping and treatment costs, thereby reducing energy consumption. | 76000 | 2020-10-13 | 2022-12-22 | 903 | 0 | 0 | 0 | 0 | 0 | 0 | 0 | 0 | 0 | 0 | 0 | 0 | 0 | 0 | 0 | 0 | 0 | 0 | 0 | 1604040 | 0 | 1604040 | 0 | Camden County, New Jersey | 39.8037 | -74.9599 | 100 | Yes
202 | Region 3 | Pennsylvania | Benton Municipal Water and Sewer Authority | 75371 | Loan | Not Applicable | Initial Agreement | 2020-12-10 | 2200000 | 2020-12-10 | 2200000 | No | No | 0 | BENTON MUNI WATER & SEW AUTH | Benton MW&SA 2020 WWTP Upgrades | To ensure compliance with future effluent limits, and extend the life of the plant, process equipment will be converted to allow the whole plant to function in conventional aeration mode. The project includes painting of tanks and replacement of pumps, air drops, ball valves and coarse bubble diffusers. The scope also includes complete facility conversion from contact stabilization to conventional aeration. This involves replacing three unit process blowers with new blowers operated by variable frequency drives and DO probes, a new blower for existing WAS/RAS air lift pumps, among other in-kind replacements at the plant. Additionally, the project will provide for equipment replacement at the pump station. | 1423 | 2021-01-01 |  | 904 | 0 | 0 | 0 | 0 | 0 | 2200000 | 0 | 0 | 0 | 0 | 0 | 0 | 0 | 0 | 0 | 0 | 0 | 0 | 0 | 0 | 0 | 0 | 2200000 | Benton, Pennsylvania | 41.1968 | -76.3836 | 100
203 | Region 3 | Pennsylvania | New Castle Sanitation Authority | 77102 | Loan | Not Applicable | Initial Agreement | 2020-12-10 | 5242000 | 2020-12-10 | 5242000 | Yes | No | 0 | NEW CASTLE SAN AUTH/ STP | New Castle Sanitation Authority Wastewater Treatment Plant Upgrades Phase II (2) | The Department of Environmental Protection issued a Consent Order and Agreement to eliminate secondary bypassing of flows as well as to provide general upgrades to the system and eliminate wet weather bypasses of blended sewage to the waters of the Commonwealth. The project consists of Architectural and engineering services for the existing headworks building renovation, new mechanical and a manual bar screen, new primary and secondary scum pump stations, repairing the primary and final clarifiers and digesters, an anoxic tank, and a new fat, oil, and grease (FOG) and sludge receiving area. | 26835 | 2021-01-01 |  | 905 | 0 | 0 | 0 | 0 | 0 | 5242000 | 0 | 0 | 0 | 0 | 0 | 0 | 0 | 0 | 0 | 0 | 0 | 0 | 0 | 0 | 0 | 0 | 5242000 | New Castle, Pennsylvania | 41.0036 | -80.3444 | 100
204 | Region 3 | Pennsylvania | New Castle Sanitation Authority | 77101 | Loan | Not Applicable | Initial Agreement | 2020-12-10 | 4074600 | 2020-12-10 | 4074600 | Yes | Yes | 1290323 |  | New Castle Sanitation Authority Wastewater Treatment Plant Upgrades (2) | Consent Order and Agreement from the Department of Environmental Protection to eliminate secondary bypassing of flows as well as general upgrades. The project includes design costs for new headworks that will consist of two new mechanical bar screens and two new vortex grit chambers, a new aeration tank, a new final clarifier, and a wet weather Biologically Enhanced High Rate Clarification facility. | 26835 | 2021-01-01 |  | 906 | 0 | 0 | 0 | 0 | 0 | 4074600 | 0 | 0 | 0 | 0 | 0 | 0 | 0 | 0 | 0 | 0 | 0 | 0 | 0 | 0 | 0 | 0 | 4074600 | New Castle, Pennsylvania | 41.0036 | -80.3444 | 100
205 | Region 3 | Pennsylvania | New Castle Sanitation Authority | 71447 | Loan | Not Applicable | Initial Agreement | 2020-12-10 | 24787556 | 2020-12-10 | 24787556 | Yes | Yes | 19132800 | NEW CASTLE SAN AUTH/ STP | New Castle Sanitation Authority Wastewater Treatment Plant Upgrades Phase II | The Department of Environmental Protection issued a Consent Order and Agreement to eliminate secondary bypassing of flows as well as to provide general upgrades to the system and eliminate wet weather bypasses of blended sewage to the waters of the Commonwealth. The existing headworks building will be renovated. New mechanical and a manual bar screen will be installed in the renovated flow channel. The primary and secondary scum pump stations will be demolished, and two new scum pump stations will be constructed. The primary and final clarifiers and digesters will be repaired. An anoxic tank will be constructed and a new fat, oil, and grease (FOG) and sludge receiving area will be built. | 26835 | 2021-01-01 |  | 907 | 0 | 0 | 0 | 0 | 0 | 24787556 | 0 | 0 | 0 | 0 | 0 | 0 | 0 | 0 | 0 | 0 | 0 | 0 | 0 | 0 | 0 | 0 | 24787556 | New Castle, Pennsylvania | 41.0036 | -80.3444 | 100
206 | Region 3 | Pennsylvania | New Castle Sanitation Authority | 71443 | Loan | Not Applicable | Initial Agreement | 2020-12-10 | 22962667 | 2020-12-10 | 22962667 | Yes | Yes | 7271695 | NEW CASTLE SAN AUTH/ STP | New Castle Sanitation Authority Wastewater Treatment Plant Upgrades | Consent Order and Agreement from the Department of Environmental Protection to eliminate secondary bypassing of flows as well as general upgrades. The project includes a new headworks that will consist of two new mechanical bar screens and two new vortex grit chambers, a new aeration tank, a new final clarifier, and a wet weather Biologically Enhanced High Rate Clarification facility. | 26835 | 2021-01-01 |  | 908 | 0 | 0 | 0 | 0 | 0 | 22962667 | 0 | 0 | 0 | 0 | 0 | 0 | 0 | 0 | 0 | 0 | 0 | 0 | 0 | 0 | 0 | 0 | 22962667 | New Castle, Pennsylvania | 41.0036 | -80.3444 | 100
207 | Region 2 | New Jersey | Jersey City MUA | 340928-33 | Loan | Not Applicable | Amendment | 2020-12-09 | 8910891 | 2021-11-23 | 7430176 | No | No | 0 | Jersey City Sewer System | Pine Street Syphon Replacement | The project generally consists of the replacement of an existing 54" brick siphon that crosses below the Conrail tracks in the area of Pine Street in Jersey City. An internal inspection of the brick siphon revealed that the interior is deteriorating and in need of immediate replacement as it has reached the end of its useful life. The 54" brick pipe will be replaced with approximately 160 LF of of 54" diameter centrifugally cast fiberglass reinforced polymer mortar (CCFRPM) pipe in a 72" steel casing installed via trenchless installation beneath the railroad tracks. An additional 75 LF of CCFRPM pipe will be installed by open-cut and approximately 600 LF of upstream sewer pipe will be cleaned and lined. | 247597 | 2020-11-30 |  | 910 | 0 | 0 | 0 | 0 | 0 | 0 | 7430176 | 0 | 0 | 0 | 0 | 0 | 0 | 0 | 0 | 0 | 0 | 0 | 0 | 0 | 0 | 0 | 7430176 | Jersey City, New Jersey | 40.7175 | -74.0441 | 100
208 | Region 3 | Pennsylvania | Harborcreek Township Sewer Authority | 71445 | Loan | Not Applicable | Final Agreement | 2020-12-09 | 6416000 | 2023-04-25 | 5716456.06 | No | No | 0 |  | Harborcreek Twp SA - 6 Mile Pump Station/EQ Tank and Iroquois Ave./E. Lake Rd. Interceptor | Sanitary sewer overflows exist at the Six Mile Creek pump station. This project consists of a sewer extension from Nagle Road to East Lake Road and sewer replacement from East Lake Road to the City of Erie’s east side interceptor connection at Franklin Avenue. The scope also includes replacing the Six Mile Creek pump station and constructing a 750,000-gallon equalization storage tank. | 13285 | 2020-12-14 | 2023-04-01 | 911 | 0 | 0 | 0 | 0 | 2229417.86 | 0 | 3487038.2 | 0 | 0 | 0 | 0 | 0 | 0 | 0 | 0 | 0 | 0 | 0 | 0 | 0 | 0 | 0 | 5716456.06 | Harborcreek Township, Pennsylvania | 42.1498 | -79.9501 | 100
209 | Region 2 | New Jersey | Marlboro Twp | 340268-02 | Loan | Not Applicable | Amendment | 2020-12-03 | 898864 | 2022-06-23 | 738505 | No | No | 0 | Harbor Road Water Treatment Plant - Wastewater Pumping Station | Harbor Rd. Wastewater Pump Station | The project consists of the construction of a submersible pumping station to convey process and domestic waster water generated at the Harbor Road Water Treatment Plant. The work consists of the follwoing: construction of a pre-cast wet well, valve chamber, submersible pumps, controls and associated gravity sewer and force main. | 25041 | 2020-06-24 |  | 913 | 0 | 0 | 0 | 738505 | 0 | 0 | 0 | 0 | 0 | 0 | 0 | 0 | 0 | 0 | 0 | 0 | 0 | 0 | 0 | 0 | 0 | 0 | 738505 | Marlboro Township, New Jersey | 40.3426 | -74.2568 | 100
210 | Region 3 | Pennsylvania | Halifax Area Water and Sewer Authority | 75368 | Loan | Not Applicable | Initial Agreement | 2020-11-24 | 8422500 | 2020-11-24 | 8422500 | No | No | 0 | HALIFAX STP | Halifax AWSA - Wastewater Treatment Plant Upgrade | The Halifax Area Water and Sewer Authority’s existing wastewater treatment plant has reached or exceeded its useful life. The project includes a new sequencing batch reactor (SBR) wastewater treatment facility with a hydraulic design capacity of 0.280 million gallons per day (MGD), main pumping station improvements as well as installing a new ultraviolet light disinfection system and chemical feed systems and constructing a new headworks building. Concrete tanks will be repurposed for aerobic sludge holding and the control building and laboratory area will be renovated and modified as necessary. | 1378 | 2020-12-14 |  | 920 | 0 | 0 | 0 | 0 | 0 | 8422500 | 0 | 0 | 0 | 0 | 0 | 0 | 0 | 0 | 0 | 0 | 0 | 0 | 0 | 0 | 0 | 0 | 8422500 | Halifax, Pennsylvania | 40.4663 | -76.9335 | 100
211 | Region 2 | New Jersey | Logan Twp MUA | 340123-02 | Loan | Not Applicable | Initial Agreement | 2020-11-18 | 9849505 | 2020-11-18 | 9849505 | No | No | 0 | LTMUA Water Reclamation Facility | Facility Improvements and Effluent Force Main Replacement Project | This project will replace and improve critical aging infrastructure to ensure reliable performance and water quality protection into the future. The specific components of the LTMUA system that will be improved include the plant headworks system, effluent pumping system, effluent force main, Pumping Station No. 12 and the entrance road to the plant. This project does not include a capacity expansion of the plant. | 225600 | 2020-10-13 |  | 922 | 0 | 0 | 0 | 0 | 0 | 9849505 | 0 | 0 | 0 | 0 | 0 | 0 | 0 | 0 | 0 | 0 | 0 | 0 | 0 | 0 | 0 | 0 | 9849505 | Logan Township, New Jersey | 39.7923 | -75.3559 | 100 | Yes
212 | Region 2 | New Jersey | Burlington City | 340140-02 | Loan | Not Applicable | Initial Agreement | 2020-11-12 | 1970887 | 2020-11-12 | 1970887 | No | No | 0 |  | Meter Replacement (FKA DW Meter replacement & Filter rehabilitation) | This project entails replacing residential and industrial meters throughout the City | 10000 | 2019-12-09 |  | 923 | 0 | 0 | 0 | 0 | 0 | 0 | 0 | 0 | 0 | 0 | 0 | 0 | 0 | 0 | 0 | 0 | 0 | 0 | 0 | 0 | 1970887 | 0 | 1970887 | Burlington, New Jersey | 40.0709 | -74.8551 | 100 | Yes
213 | Region 2 | New Jersey | Delran Township | 340794-10 | Loan | Not Applicable | Amendment | 2020-11-12 | 1523620 | 2022-12-22 | 1200023 | No | No | 0 | Clay Street Pump Station | Clay Street Pump Station Rehabilitation | The improvements to the Township's Clay Street Pump Station include converting the existing station to a submersible type station whereby new submersible sewage pumps on rails will be installed in the existing wet well which will be rehabilitated. A hoist will be provided so that the new pumps can be lifted out of the wet well from above. All electrical equipment and controls will be located above ground in an existing fiberglass building. A new precast concrete valve vault, a comminutor to replace the existing screening basket and a Bioxide odor control system will be installed as well. Also, the southwest corner of the pump station site will be stabilized to maintain the existing fence line, rough grading in the gravel driveway area will be performed to eliminate ponding and the existing manhole frame and cover in the driveway will be raised to meet the new grade. In addition, the force main discharge manhole will be replaced. | 2000 | 2020-01-03 | 2022-12-22 | 924 | 0 | 0 | 0 | 0 | 0 | 0 | 1200023 | 0 | 0 | 0 | 0 | 0 | 0 | 0 | 0 | 0 | 0 | 0 | 0 | 0 | 0 | 0 | 1200023 | Delran Township, Township of Delran, New Jersey | 40.0176 | -74.9499 | 100 | Yes
214 | Region 2 | New Jersey | North Hudson SA | 340952-34 | Loan | Not Applicable | Amendment | 2020-10-29 | 792079 | 2022-12-22 | 753024 | No | No | 0 | Adams Street WWTP | 2019 Collection System Improvements | The North Hudson Sewerage Authority (NHSA) is pursuing financial assistance from the New Jersey Water Bank for the cleaning and inspection of approximately 3,251 linear feet (LF) of combined sewer pipe, and rehabilitation of combined sewers from 8 inches to 36 inches in diameter, within the NHSA collection system. Approximately 3,000 LF of combined sewers will require rehabilitation with Cured-in-Place pipe (CIPP) lining. Approximately 251 LF of combined sewers will require replacement, and approximately one manhole will be replaced. The project will improve water quality by improving the structure and reliability of the conveyance system, thereby, protecting water quality and public health. | 180020 | 2020-09-16 | 2021-04-19 | 935 | 0 | 753024 | 0 | 0 | 0 | 0 | 0 | 0 | 0 | 0 | 0 | 0 | 0 | 0 | 0 | 0 | 0 | 0 | 0 | 0 | 0 | 0 | 753024 | 1600 Adams St, Hoboken, New Jersey, 07030 | 40.756 | -74.0321 | 100
215 | Region 2 | New Jersey | North Hudson SA | 340952-33 | Loan | Not Applicable | Amendment | 2020-10-29 | 23743770 | 2023-10-20 | 18445835 | No | Yes | 2000000 | Adams Street WWTP | H6/H7 Long Term Control Plan Project | This project is Phase 1 of the construction of a Pumping Station, Mech/Elec Controls Building, Vortex Grit Separators and Connection Points for Force Main and Gravity Influent Sewer. | 180020 | 2020-08-24 |  | 936 | 0 | 0 | 0 | 0 | 0 | 18445835 | 0 | 0 | 0 | 0 | 0 | 0 | 0 | 0 | 0 | 0 | 0 | 0 | 0 | 0 | 0 | 0 | 18445835 | 1600 Adams St, Hoboken, New Jersey, 07030 | 40.756 | -74.0321 | 100
216 | Region 3 | Pennsylvania | East Carroll Township | 75352 | Loan | Not Applicable | Initial Agreement | 2020-10-29 | 1260051 | 2020-10-29 | 1260051 | Yes | Yes | 917622 | PATTON BORO STP | East Carroll Twp - Wastewater Collection System Extension | There are existing malfunctioning on-lot septic systems and direct surface discharges that may have an impact on public health and water quality and will be eliminated as a result of the project. This is a sanitary sewer project to connect 50 existing customers in the Magee Road, Beech Road, and Carroll Road areas of East Carroll Township. The Township plans to install approximately 13,000 linear feet of 8-inch sewer collection line. Treatment will be provided at the existing Patton Borough sewage treatment plant. Environmental benefits include reducing the flow of untreated or inadequately treated sewage to the Township's waterways. | 175 | 2020-11-09 |  | 937 | 0 | 0 | 0 | 1260051 | 0 | 0 | 0 | 0 | 0 | 0 | 0 | 0 | 0 | 0 | 0 | 0 | 0 | 0 | 0 | 0 | 0 | 0 | 1260051 | East Carroll Township, Pennsylvania | 40.5823 | -78.6922 | 100
217 | Region 2 | New Jersey | Essex Union Joint Meeting East Orange City | 340686-08A | Loan | Not Applicable | Amendment | 2020-10-28 | 105593 | 2023-02-07 | 1905940 | Yes | No | 0 | Joint Meeting of Essex & Union Counties Wastewater Treatment Plant | Phase I - Effluent Pumping Station & Completed Work | The first portion of this project addresses East Orange Citys share of the planning and design efforts associated with Phase 1 including Main Effluent Pumping Station Preliminary & Final Design, Stormwater Isolation, Flood Facility Report and Preliminary Design for Flood Mitigation Facilities, Surveying and Geotechnical services, benefit cost analysis; environmental assessment, project coordination, and NJIB project report. Phase 1- Effluent Pumping Station: Joint Meeting of Essex and Union County (JMEUC) proposes to construct a new pumping station utilizing 5 effluent pumps and motors. Ancillary improvements include variable frequency drives, electrical upgrades including a SCADA system, various piping and valves including knife gates, and a HVAC system. | 450000 | 2020-10-22 | 2023-02-07 | 939 | 0 | 0 | 0 | 0 | 0 | 1905940 | 0 | 0 | 0 | 0 | 0 | 0 | 0 | 0 | 0 | 0 | 0 | 0 | 0 | 0 | 0 | 0 | 1905940 | East Orange, New Jersey | 40.7617 | -74.2084 | 100
218 | Region 2 | New Jersey | Essex Union Joint Meeting Elizabeth City | 340686-08B | Loan | Not Applicable | Amendment | 2020-10-28 | 1263932 | 2023-02-07 | 21371287 | Yes | No | 0 | Joint Meeting of Essex & Union Counties Wastewater Treatment Plant | Phase I - Effluent Pumping Station & Completed Work | The first portion of this project addresses Elizabeth City's share of the planning and design efforts associated with Phase 1 including Main Effluent Pumping Station Preliminary & Final Design, Stormwater Isolation, Flood Facility Report and Preliminary Design for Flood Mitigation Facilities, Surveying and Geotechnical services, benefit cost analysis; environmental assessment, project coordination, and NJIB project report. Phase 1- Effluent Pumping Station: Joint Meeting of Essex and Union County (JMEUC) proposes to construct a new pumping station utilizing 5 effluent pumps and motors. Ancillary improvements include variable frequency drives, electrical upgrades including a SCADA system, various piping and valves including knife gates, and a HVAC system. | 450000 | 2020-10-22 | 2024-11-13 | 940 | 0 | 0 | 0 | 0 | 0 | 21371287 | 0 | 0 | 0 | 0 | 0 | 0 | 0 | 0 | 0 | 0 | 0 | 0 | 0 | 0 | 0 | 0 | 21371287 | Elizabeth, New Jersey | 40.6619 | -74.2117 | 100
219 | Region 2 | New Jersey | Essex Union Joint Meeting Hillside Twp | 340686-08C | Loan | Not Applicable | Amendment | 2020-10-28 | 161728 | 2023-02-07 | 2826732 | No | No | 0 | Joint Meeting of Essex & Union Counties Wastewater Treatment Plant | Phase I - Effluent Pumping Station & Completed Work | The first portion of this project addresses Hillside Township's share of the planning and design efforts associated with Phase 1 including Main Effluent Pumping Station Preliminary & Final Design, Stormwater Isolation, Flood Facility Report and Preliminary Design for Flood Mitigation Facilities, Surveying and Geotechnical services, benefit cost analysis; environmental assessment, project coordination, and NJIB project report. Phase 1- Effluent Pumping Station: Joint Meeting of Essex and Union County (JMEUC) proposes to construct a new pumping station utilizing 5 effluent pumps and motors. Ancillary improvements include variable frequency drives, electrical upgrades including a SCADA system, various piping and valves including knife gates, and a HVAC system. | 450000 | 2020-10-22 | 2024-11-13 | 941 | 0 | 0 | 0 | 0 | 0 | 2826732 | 0 | 0 | 0 | 0 | 0 | 0 | 0 | 0 | 0 | 0 | 0 | 0 | 0 | 0 | 0 | 0 | 2826732 | Hillside Township, New Jersey | 40.696 | -74.2287 | 100
220 | Region 2 | New Jersey | Essex Union Joint Meeting Irvington Twp | 340686-08D | Loan | Not Applicable | Amendment | 2020-10-28 | 428770 | 2023-02-07 | 7311881 | Yes | No | 0 | Joint Meeting of Essex & Union Counties Wastewater Treatment Plant | Phase I - Effluent Pumping Station & Completed Work | The first portion of this project addresses Irvington Township's share of the planning and design efforts associated with Phase 1 including Main Effluent Pumping Station Preliminary & Final Design, Stormwater Isolation, Flood Facility Report and Preliminary Design for Flood Mitigation Facilities, Surveying and Geotechnical services, benefit cost analysis; environmental assessment, project coordination, and NJIB project report. Phase 1- Effluent Pumping Station: Joint Meeting of Essex and Union County (JMEUC) proposes to construct a new pumping station utilizing 5 effluent pumps and motors. Ancillary improvements include variable frequency drives, electrical upgrades including a SCADA system, various piping and valves including knife gates, and a HVAC system. | 450000 | 2020-10-22 | 2024-11-13 | 942 | 0 | 0 | 0 | 0 | 0 | 7311881 | 0 | 0 | 0 | 0 | 0 | 0 | 0 | 0 | 0 | 0 | 0 | 0 | 0 | 0 | 0 | 0 | 7311881 | Irvington Township, New Jersey | 40.7242 | -74.2318 | 100
221 | Region 2 | New Jersey | Essex Union Joint Meeting Maplewood Twp | 340686-08E | Loan | Not Applicable | Amendment | 2020-10-28 | 164835 | 2023-02-07 | 2876237 | No | No | 0 | Joint Meeting of Essex & Union Counties Wastewater Treatment Plant | Phase I - Effluent Pumping Station & Completed Work | The first portion of this project addresses Maplewood Township's share of the planning and design efforts associated with Phase 1 including Main Effluent Pumping Station Preliminary & Final Design, Stormwater Isolation, Flood Facility Report and Preliminary Design for Flood Mitigation Facilities, Surveying and Geotechnical services, benefit cost analysis; environmental assessment, project coordination, and NJIB project report. Phase 1- Effluent Pumping Station: Joint Meeting of Essex and Union County (JMEUC) proposes to construct a new pumping station utilizing 5 effluent pumps and motors. Ancillary improvements include variable frequency drives, electrical upgrades including a SCADA system, various piping and valves including knife gates, and a HVAC system. | 450000 | 2020-10-22 | 2024-11-13 | 943 | 0 | 0 | 0 | 0 | 0 | 2876237 | 0 | 0 | 0 | 0 | 0 | 0 | 0 | 0 | 0 | 0 | 0 | 0 | 0 | 0 | 0 | 0 | 2876237 | Maple Wood Township, New Jersey | 40.7329 | -74.2712 | 100
222 | Region 2 | New Jersey | Essex Union Joint Meeting Millburn Twp | 340686-08F | Loan | Not Applicable | Amendment | 2020-10-28 | 145667 | 2023-02-07 | 2564356 | No | No | 0 | Joint Meeting of Essex & Union Counties Wastewater Treatment Plant | Phase I - Effluent Pumping Station & Completed Work | The first portion of this project addresses Milburn Township's share of the planning and design efforts associated with Phase 1 including Main Effluent Pumping Station Preliminary & Final Design, Stormwater Isolation, Flood Facility Report and Preliminary Design for Flood Mitigation Facilities, Surveying and Geotechnical services, benefit cost analysis; environmental assessment, project coordination, and NJIB project report. Phase 1- Effluent Pumping Station: Joint Meeting of Essex and Union County (JMEUC) proposes to construct a new pumping station utilizing 5 effluent pumps and motors. Ancillary improvements include variable frequency drives, electrical upgrades including a SCADA system, various piping and valves including knife gates, and a HVAC system. | 450000 | 2020-10-22 | 2024-11-13 | 944 | 0 | 0 | 0 | 0 | 0 | 2564356 | 0 | 0 | 0 | 0 | 0 | 0 | 0 | 0 | 0 | 0 | 0 | 0 | 0 | 0 | 0 | 0 | 2564356 | Millburn Township, New Jersey | 40.7395 | -74.324 | 100
223 | Region 2 | New Jersey | Essex Union Joint Meeting Newark City | 340686-08G | Loan | Not Applicable | Amendment | 2020-10-28 | 250232 | 2023-02-07 | 4306930 | Yes | No | 0 | Joint Meeting of Essex & Union Counties Wastewater Treatment Plant | Phase I - Effluent Pumping Station & Completed Work | The first portion of this project addresses Newark City's share of the planning and design efforts associated with Phase 1 including Main Effluent Pumping Station Preliminary & Final Design, Stormwater Isolation, Flood Facility Report and Preliminary Design for Flood Mitigation Facilities, Surveying and Geotechnical services, benefit cost analysis; environmental assessment, project coordination, and NJIB project report. Phase 1- Effluent Pumping Station: Joint Meeting of Essex and Union County (JMEUC) proposes to construct a new pumping station utilizing 5 effluent pumps and motors. Ancillary improvements include variable frequency drives, electrical upgrades including a SCADA system, various piping and valves including knife gates, and a HVAC system. | 450000 | 2020-10-22 | 2024-11-13 | 945 | 0 | 0 | 0 | 0 | 0 | 4306930 | 0 | 0 | 0 | 0 | 0 | 0 | 0 | 0 | 0 | 0 | 0 | 0 | 0 | 0 | 0 | 0 | 4306930 | Newark City | 40.7621 | -74.1707 | 100
224 | Region 2 | New Jersey | Essex Union Joint Meeting Roselle Park | 340686-08H | Loan | Not Applicable | Amendment | 2020-10-28 | 71257 | 2023-02-07 | 1346534 | No | No | 0 | Joint Meeting of Essex & Union Counties Wastewater Treatment Plant | Phase I - Effluent Pumping Station & Completed Work | The first portion of this project addresses Roselle Park's share of the planning and design efforts associated with Phase 1 including Main Effluent Pumping Station Preliminary & Final Design, Stormwater Isolation, Flood Facility Report and Preliminary Design for Flood Mitigation Facilities, Surveying and Geotechnical services, benefit cost analysis; environmental assessment, project coordination, and NJIB project report. Phase 1- Effluent Pumping Station: Joint Meeting of Essex and Union County (JMEUC) proposes to construct a new pumping station utilizing 5 effluent pumps and motors. Ancillary improvements include variable frequency drives, electrical upgrades including a SCADA system, various piping and valves including knife gates, and a HVAC system. | 450000 | 2020-10-22 | 2024-11-13 | 946 | 0 | 0 | 0 | 0 | 0 | 1346534 | 0 | 0 | 0 | 0 | 0 | 0 | 0 | 0 | 0 | 0 | 0 | 0 | 0 | 0 | 0 | 0 | 1346534 | Roselle Park, New Jersey | 40.6654 | -74.2648 | 100
225 | Region 2 | New Jersey | Essex Union Joint Meeting South Orange Village Twp | 340686-08I | Loan | Not Applicable | Amendment | 2020-10-28 | 111408 | 2023-02-07 | 2000000 | No | No | 0 | Joint Meeting of Essex & Union Counties Wastewater Treatment Plant | Phase I - Effluent Pumping Station & Completed Work | The first portion of this project addresses South Orange Village Township's share of the planning and design efforts associated with Phase 1 including Main Effluent Pumping Station Preliminary & Final Design, Stormwater Isolation, Flood Facility Report and Preliminary Design for Flood Mitigation Facilities, Surveying and Geotechnical services, benefit cost analysis; environmental assessment, project coordination, and NJIB project report. Phase 1- Effluent Pumping Station: Joint Meeting of Essex and Union County (JMEUC) proposes to construct a new pumping station utilizing 5 effluent pumps and motors. Ancillary improvements include variable frequency drives, electrical upgrades including a SCADA system, various piping and valves including knife gates, and a HVAC system. | 450000 | 2020-10-22 | 2024-11-13 | 947 | 0 | 0 | 0 | 0 | 0 | 2000000 | 0 | 0 | 0 | 0 | 0 | 0 | 0 | 0 | 0 | 0 | 0 | 0 | 0 | 0 | 0 | 0 | 2000000 | South Orange Village Township, New Jersey | 40.7491 | -74.2603 | 100
226 | Region 2 | New Jersey | Essex Union Joint Meeting Summit | 340686-08J | Loan | Not Applicable | Amendment | 2020-10-28 | 217237 | 2023-02-07 | 3752475 | No | No | 0 | Joint Meeting of Essex & Union Counties Wastewater Treatment Plant | Phase I - Effluent Pumping Station & Completed Work | The first portion of this project addresses Summit City's share of the planning and design efforts associated with Phase 1 including Main Effluent Pumping Station Preliminary & Final Design, Stormwater Isolation, Flood Facility Report and Preliminary Design for Flood Mitigation Facilities, Surveying and Geotechnical services, benefit cost analysis; environmental assessment, project coordination, and NJIB project report. Phase 1- Effluent Pumping Station: Joint Meeting of Essex and Union County (JMEUC) proposes to construct a new pumping station utilizing 5 effluent pumps and motors. Ancillary improvements include variable frequency drives, electrical upgrades including a SCADA system, various piping and valves including knife gates, and a HVAC system. | 450000 | 2020-10-22 | 2024-11-13 | 948 | 0 | 0 | 0 | 0 | 0 | 3752475 | 0 | 0 | 0 | 0 | 0 | 0 | 0 | 0 | 0 | 0 | 0 | 0 | 0 | 0 | 0 | 0 | 3752475 | Summit, New Jersey | 40.718 | -74.3587 | 100
227 | Region 2 | New Jersey | Essex Union Joint Meeting Union Twp | 340686-08K | Loan | Not Applicable | Amendment | 2020-10-28 | 466909 | 2023-02-07 | 7950495 | No | No | 0 | Joint Meeting of Essex & Union Counties Wastewater Treatment Plant | Phase I - Effluent Pumping Station & Completed Work | The first portion of this project addresses Union Township's share of the planning and design efforts associated with Phase 1 including Main Effluent Pumping Station Preliminary & Final Design, Stormwater Isolation, Flood Facility Report and Preliminary Design for Flood Mitigation Facilities, Surveying and Geotechnical services, benefit cost analysis; environmental assessment, project coordination, and NJIB project report. Phase 1- Effluent Pumping Station: Joint Meeting of Essex and Union County (JMEUC) proposes to construct a new pumping station utilizing 5 effluent pumps and motors. Ancillary improvements include variable frequency drives, electrical upgrades including a SCADA system, various piping and valves including knife gates, and a HVAC system. | 450000 | 2020-10-22 | 2024-11-13 | 949 | 0 | 0 | 0 | 0 | 0 | 7950495 | 0 | 0 | 0 | 0 | 0 | 0 | 0 | 0 | 0 | 0 | 0 | 0 | 0 | 0 | 0 | 0 | 7950495 | Uniontown, New Jersey | 40.7209 | -75.1408 | 100 | Yes
228 | Region 2 | New Jersey | Essex Union Joint Meeting West Orange Twp | 340686-08L | Loan | Not Applicable | Amendment | 2020-10-28 | 296027 | 2023-02-07 | 5079208 | No | No | 0 | Joint Meeting of Essex & Union Counties Wastewater Treatment Plant | Phase I - Effluent Pumping Station & Completed Work | The first portion of this project addresses West Orange Township's share of the planning and design efforts associated with Phase 1 including Main Effluent Pumping Station Preliminary & Final Design, Stormwater Isolation, Flood Facility Report and Preliminary Design for Flood Mitigation Facilities, Surveying and Geotechnical services, benefit cost analysis; environmental assessment, project coordination, and NJIB project report. Phase 1- Effluent Pumping Station: Joint Meeting of Essex and Union County (JMEUC) proposes to construct a new pumping station utilizing 5 effluent pumps and motors. Ancillary improvements include variable frequency drives, electrical upgrades including a SCADA system, various piping and valves including knife gates, and a HVAC system. | 450000 | 2020-10-22 | 2024-11-13 | 950 | 0 | 0 | 0 | 0 | 0 | 5079208 | 0 | 0 | 0 | 0 | 0 | 0 | 0 | 0 | 0 | 0 | 0 | 0 | 0 | 0 | 0 | 0 | 5079208 | West Orange Township, New Jersey | 40.7894 | -74.2628 | 100
229 | Region 3 | Pennsylvania | Borough of Punxsutawney | 75369 | Loan | Not Applicable | Final Agreement | 2020-10-22 | 1623666 | 2021-12-30 | 1449431.41 | Yes | No | 0 | PUNXSUTAWNEY BORO STP | Punxsutawney Boro - Indiana St Sanitary & Storm Water Replacement Project | Vitrified clay pipe is beyond it's useful life. This has contributed to combined sewer overflows during wet weather events. This project includes Installing 1,750 linear feet of 8-inch and 890 linear feet of 12-inch standard direct ratio (SDR) 35 gravity sewer line, 1,000 linear feet of sewer lateral, and 15 manholes and appurtenances (lengths are approximate). In addition, there will be approximately 125 linear feet of 15-inch, 875 linear feet of 18-inch, 320 linear feet of 24-inch and 260 linear feet of 36-inch smooth lined corrugated plastic pipe (SLCPP) installed as well as 27 storm sewer inlets and 1 storm sewer manhole. | 3356 | 2020-10-26 | 2022-01-01 | 955 | 0 | 0 | 0 | 0 | 0 | 0 | 1234431.41 | 0 | 0 | 0 | 0 | 0 | 0 | 0 | 0 | 0 | 0 | 0 | 215000 | 0 | 0 | 0 | 1449431.41 | Punxsutawney, Pennsylvania | 40.9435 | -78.9711 | 100
230 | Region 2 | New Jersey | Perth Amboy City | 340435-14 | Loan | Not Applicable | Amendment | 2020-10-21 | 2150510 | 2022-06-23 | 1956766 | No | Yes | 1075225 |  | Sewer Separation Project (Pulaski Ave/Parker St/State St) | The proposed project separates the storm water from the sanitary sewer in the north-east section of town and next to CSO 002A and a section along State Street. The project work consists of construction of approximately 5,082 LF of storm sewer, installation of 28 manholes and 20 inlets in the sections bounded by Pulaski Avenue (North side), State Street (West side), Parker Street (East side) & James Street (South side). | 50897 | 2019-08-14 |  | 956 | 0 | 1956766 | 0 | 0 | 0 | 0 | 0 | 0 | 0 | 0 | 0 | 0 | 0 | 0 | 0 | 0 | 0 | 0 | 0 | 0 | 0 | 0 | 1956766 | Perth Amboy, New Jersey | 40.5107 | -74.2686 | 100
231 | Region 2 | New Jersey | Medford Lakes Borough | 340319-03 | Loan | Not Applicable | Initial Agreement | 2020-10-16 | 6035965 | 2020-10-16 | 6035965 | No | No | 0 | Borough of Medford Lakes | Collection System Lining lmprovements | The project will rehabilitate and repair the Borough's existing sanitary sewage collection system located throughout its service area. Work proposed includes lining of 110,000 lineal feet (LF) of sewer pipe; repair and/or replacement of 5,000 LF of sewer pipe; interior lining of approximately 500 manholes; repair and/or replacement of 20 manholes and testing and sealing of approximately 1,350 lateral connections. | 5650 | 2020-08-13 |  | 958 | 0 | 0 | 0 | 0 | 0 | 0 | 6035965 | 0 | 0 | 0 | 0 | 0 | 0 | 0 | 0 | 0 | 0 | 0 | 0 | 0 | 0 | 0 | 6035965 | Medford Lakes, New Jersey | 39.8629 | -74.8053 | 100 | Yes
232 | Region 2 | New Jersey | Long Beach Township | 340023-07 | Loan | Not Applicable | Amendment | 2020-10-15 | 3983967 | 2022-12-22 | 3371192 | No | No | 0 |  | Long Beach Township Sanitary Sewer Main Replacement | Remove and replace 11,927 LF of existing sanitary sewer mains, manholes. services and clean outs with the Brant Beach section of Long Beach Township. | 1000 | 2019-01-11 | 2021-05-15 | 959 | 0 | 0 | 0 | 0 | 0 | 0 | 3371192 | 0 | 0 | 0 | 0 | 0 | 0 | 0 | 0 | 0 | 0 | 0 | 0 | 0 | 0 | 0 | 3371192 | Long Beach Township, New Jersey | 39.6105 | -74.2277 | 100
233 | Region 3 | Pennsylvania | Lemon Twp. & Tunkhannock Twp. JMSA | 75361 | Loan | Not Applicable | Initial Agreement | 2020-10-15 | 13326350 | 2020-10-15 | 13326350 | Yes | Yes | 10008698 |  | Lemon Township & Tunkhannock Township Sewer System | This funding application is for construction of a low-pressure sewage collection system and a Wastewater Treatment Plant (WWTP). It is expected that an Orbal WWTP, with a permitted hydraulic capacity of 0.120 million gallons per day (MGD) to initially serve about 382 equivalent dwelling units (EDUs) will be built. The WWTP will discharge to the Tunkhannock Creek located within the Chesapeake Bay Watershed. | 972 | 2020-11-02 |  | 960 | 1793000 | 0 | 0 | 1650000 | 0 | 9642000 | 0 | 0 | 0 | 0 | 0 | 0 | 0 | 0 | 0 | 0 | 0 | 0 | 0 | 241350 | 0 | 241350 | 13085000 | Tunkhannock Township, Pennsylvania | 41.5527 | -75.9098 | 100
234 | Region 2 | New Jersey | Carteret Borough | 340939-10 | Loan | Not Applicable | Amendment | 2020-10-14 | 4752475 | 2022-06-23 | 5249130 | No | No | 0 | Roosevelt Avenue Pump Station and Bergen Street Pump Station | Roosevelt Avenue Pump Station and Bergen Street Pump Station Upgrades | There are two contracts for this project: (1) Contract 2019-2 for Rehabilitation of Roosevelt Avenue Pump Station, and (2) Contract 2019-1 for Rehabilitation of Bergen Street Pump Station. Roosevelt Avenue Pump Station (RAPS) Improvements include the replacement of variable frequency (VFD) drives, dry-pit submersible pumps and motors (215 HP) supplied by the owner, scum pump, power feed conductors, pump monitoring equipment, suction & discharge piping, and roofing. Also, include demolition of existing piping/equipment, repairing of wet wells, sluice gate and cleaning, and installation of a new flow meter, bypass chamber, piping and valving, heating & ventilation units & ductwork, pump control with new electrical, pump motor control and VFD cabinets. The RAPS was constructed in the early 1990s and is in need of improvements to replace equipment that has either failed and/or has surpassed its useful life expectancy and to upgrade other systems which are antiquated. Bergen Street Pump Station (BSPS) upgrades include the removal and replacement of the existing dry-pit submersible pumps, variable frequency drives, valves, piping, flow meter & chart reader, pump controls and various electrical components, and installation of a new bypass connection which shall be used as a means of bypassing the station during construction. | 23000 | 2020-10-19 |  | 961 | 0 | 0 | 0 | 0 | 0 | 0 | 5249130 | 0 | 0 | 0 | 0 | 0 | 0 | 0 | 0 | 0 | 0 | 0 | 0 | 0 | 0 | 0 | 5249130 | Carteret, New Jersey | 40.5784 | -74.2207 | 100
235 | Region 2 | New Jersey | Clinton Town | 340924-08 | Loan | Not Applicable | Amendment | 2020-10-14 | 3850891 | 2022-06-23 | 3691842 | No | No | 0 |  | WWTP Filter and Residuals Building Improvement Project | The removal and replacement of the building outer metal skin and insulation, removal and replacement of all overhead and access doors, removal and replacement of most of the structural support girts, column footing anchor bolt and baseplate replacement, and painting minor site work consisting of a 36'x18' stone parking area, minor site paving and restoration. The work also includes electrical and mechanical upgrades to the sludge press and fine screen filter room with removal and replacement of blowers, heaters, lighting and electric and controls in order to conform to the latest explosion proof code Class I Div I Group D. A separate building will be constructed in order to house the electrical panels and controls. The work also includes replacement of the sludge belt press, polymer feed, 4 fine screen filters, and conveyors for both sludge and fine screen filter screenings. Other misc. mechanical, piping, pipe supports weir boxes, and miscellaneous metal work will be completed. | 12500 | 2020-04-08 |  | 962 | 0 | 0 | 0 | 0 | 0 | 3691842 | 0 | 0 | 0 | 0 | 0 | 0 | 0 | 0 | 0 | 0 | 0 | 0 | 0 | 0 | 0 | 0 | 3691842 | Clinton Township, New Jersey | 40.6316 | -74.8554 | 100
236 | Region 2 | New Jersey | Franklin Twp SA | 340839-08 | Loan | Not Applicable | Amendment | 2020-10-14 | 4004465 | 2022-06-23 | 3671308 | No | No | 0 | Hamiltion Street Pumping Station | Hamilton Street Pumping Station | The proposed project entails the rehabilitation and replacement of existing gravity sanitary sewer mains, service laterals and manholes, and the construction of the proposed Hamilton Street Pump Station (HSPS) and associated force main. The proposed project entails the following components: installation of approximately 75 linear feet (LF) of new 8-inch diameter polyvinyl chloride (PVC) gravity sewer main via trenchless installation under Hamilton Street; installation of approximately 50 LF of new 8-inch diameter PVC gravity sewer main and associated manholes by open-cut excavation; installation of approximately 100 LF of new 10-inch diameter PVC gravity sewer main and associated manholes by open-cut excavation; installation of approximately 820 LF of new 6-inch diameter ductile iron pipe (DIP) with polyethylene encasement sanitary sewer force main and associated manholes by open-cut excavation along the south side of Hamilton Street and the east side of Hawthorne Drive; installation of approximately 150 LF of new 6-inch diameter high-density polyethylene (HDPE) sanitary sewer force main via trenchless installation under Hamilton Street in two locations; filling and abandoning of approximately 210 LF of existing gravity sanitary sewer mains; rehabilitation of approximately 750 LF of existing 8-inch diameter gravity sanitary sewer mains by cleaning and lining with a cured-in-place pipe (CIPP) liner installed through the existing manholes along the north side of Hamilton Street; epoxy coating of the 4-foot diameter manholes associated with the 750 LF of gravity sanitary sewer mains to be cleaned and lined; construction of the proposed HSPS including but not limited to, construction of a valve chamber, installation of submersible pumps, piping, valves, access hatches, stand-by generator, electrical components and control equipment, site paving, and all other appurtenances and associated work; Removal of Mill Creek sanitary sewer pipe; and installation of approximately 140 LF of 8-inch diameter HDPE pipe, approximately 70 LF of 18-inch diameter reinforced concrete pipe (RCP), four storm sewer inlets, and one associated manhole for HSPS site stormwater drainage system. | 1000 | 2019-06-26 |  | 963 | 0 | 0 | 0 | 3671308 | 0 | 0 | 0 | 0 | 0 | 0 | 0 | 0 | 0 | 0 | 0 | 0 | 0 | 0 | 0 | 0 | 0 | 0 | 3671308 | Franklintown, New Jersey | 40.8223 | -74.1599 | 100
237 | Region 2 | New Jersey | Gloucester Twp | 340364-11 | Loan | Not Applicable | Amendment | 2020-10-01 | 694618 | 2023-10-29 | 674266 | No | No | 0 | Redwood Street Culvert | Redwood Street Culvert Replacement | The purpose is to provide stormwater management along a stream that frequently floods Redwood Street. This flooding not only isolates a small community in the southwest portion of the township it also causes erosion which results in downstream water quality deterioration. The project involves a significant increase in the size of the culvert crossing, revisions to the profile of the roadway in order to raise the street above the new culvert, and improvements to the channel. All permitting has been received. | 50 | 2019-12-03 |  | 965 | 0 | 0 | 0 | 0 | 0 | 0 | 0 | 0 | 0 | 0 | 0 | 0 | 0 | 0 | 0 | 0 | 0 | 0 | 674266 | 0 | 0 | 0 | 674266 | Gloucester Town, New Jersey | 39.8928 | -75.1204 | 100 | Yes
238 | Region 3 | Pennsylvania | Chester County Conservation District | 72820 | Loan | Not Applicable | Initial Agreement | 2020-10-01 | 788756 | 2020-10-01 | 788756 | Yes | Yes | 788756 |  | Chester CCD | The project consists of modifying existing concrete barnyard heavy use area, rectangular concrete reception pit, manure transfer pipe, 12'x86' circular concrete manure storage structure, a new heavy use area, roofed manure stacking structure, roof gutters, stormwater pipe and inlets, streambank fencing, stormwater infiltration structure, and gravel access area. This project will result in 6 months of manure storage. | 1 | 2020-10-30 |  | 966 | 0 | 0 | 0 | 0 | 0 | 0 | 0 | 0 | 0 | 788756 | 0 | 0 | 0 | 0 | 0 | 0 | 0 | 0 | 0 | 0 | 0 | 0 | 788756 | Chester County, Pennsylvania | 39.9731 | -75.7484 | 100 | Yes
239 | Region 3 | Pennsylvania | Eastern Snyder County Regional Authority | 75372 | Loan | Not Applicable | Initial Agreement | 2020-09-30 | 11799000 | 2020-09-30 | 11799000 | No | No | 0 | Eastern Snyder County Regional Authority WWTP | Eastern Snyder County Regional Authority (ESCRA) WWTP | The project includes pump replacements and other rehabilitation efforts at the Shamokin Dam Pumping Station and the Main Pump Station. At the wastewater treatment plant, the project includes replacement of pumps and valves located throughout the plant, replacement of blowers, replacement of the belt filter press with screw presses for solids handling, upgrade of various electrical components, including control panels and lighting throughout the plant, and other various activities such as ventilation upgrades. | 7500 | 2020-10-05 |  | 969 | 0 | 0 | 0 | 0 | 0 | 10381500 | 1417500 | 0 | 0 | 0 | 0 | 0 | 0 | 0 | 0 | 0 | 0 | 0 | 0 | 0 | 0 | 0 | 11799000 | 870 S Front St, Selinsgrove, Pennsylvania, 17870 | 40.782 | -76.8588 | 100
240 | Region 2 | New Jersey | Wildwood City | 340664-06 | Loan | Not Applicable | Amendment | 2020-09-29 | 1381188 | 2023-10-29 | 1395000 | No | No | 0 |  | 2019 Capital Improvements | The City of Wildwood is proposing to replace the outdated sanitary sewer, water and storm drainage systems throughout the City in a seven (7) phase plan. The proposed sanitary sewer work will be primarily to update the currently outdated/ failing system. The proposed water work will include the replacement of water main and services that are also currently outdated and failing. The proposed storm drainage work will include the installation of new storm water pipe throughout various areas of the City where it does not currently exist, as well as the construction of three (3) storm water pump stations. Each of the seven (7) phases will involve either milling and overlaying or full-depth reconstruction of the affected roadways as well. This application is being submitted to request a loan for the clean water-related (sanitary sewer and storm water) portion of Phases 1 - 3 of this seven (7) phase plan. | 1560 | 2020-05-22 | 2022-06-30 | 973 | 0 | 0 | 0 | 0 | 0 | 0 | 1395000 | 0 | 0 | 0 | 0 | 0 | 0 | 0 | 0 | 0 | 0 | 0 | 0 | 0 | 0 | 0 | 1395000 | Wildwood, New Jersey | 38.9916 | -74.8144 | 100
241 | Region 2 | New Jersey | Camden County MUA | 340640-28 | Loan | Not Applicable | Amendment | 2020-09-25 | 2904510 | 2022-06-23 | 2713101 | No | No | 0 | Camden County Municipal Utilities Authority | Emergency Rehabilitation/Replacement of the CCMUA Berlin Twp. Force Main | The CCMUA owns and operates the Berlin Force main which carries flow from the CCMUAs Berlin Township Pump Station on Haddon Avenue to a gravity interceptor located on Egg Harbor Road (County Route 702). The subject force main has become plagued with a series of pipe failures, seemingly from a severe acid attack. Within the past 6 months, 5 separate failures have occurred. As such, the CCMUA is seeking to perform an immediate rehabilitation of the pipeline using partial slip-lining and partial open cut installation. The portions of the line on Atlantic Avenue and Clifton Avenue are intended to be slip-lined with a 14-inch diameter High Density Polyethylene (HDPE) liner, while the balance of the force main will be installed using open cut construction. For the open cut installation, the existing 16-inch diameter ductile iron pipe will be replaced with 16-inch HDPE pipe, in the approximate same trench. A total of 6,600 LF of pipe will be lined and 1,800 LF of pipe will be replaced using open cut technology. To facilitate construction and to mitigate the need for bypass, a diversion of the flow from the CCMUAs Berlin Borough Pump Station to their Waterford force main will be made. This temporary diversion will significantly reduce the flow at the Berlin Township Pump Station. A temporary interconnection with the Berlin Borough force main and the Waterford force main will be constructed that will be left in place if future diversion is ever needed. | 510000 | 2020-08-20 |  | 975 | 0 | 0 | 0 | 0 | 0 | 0 | 2713101 | 0 | 0 | 0 | 0 | 0 | 0 | 0 | 0 | 0 | 0 | 0 | 0 | 0 | 0 | 0 | 2713101 | Camden County, New Jersey | 39.8037 | -74.9599 | 100 | Yes
242 | Region 2 | New Jersey | Camden County MUA | 340640-26 | Loan | Not Applicable | Amendment | 2020-09-25 | 23477060 | 2023-10-23 | 20910580 | No | No | 0 |  | Newton Creek Dredging and Erosion Control | The project consists of the dredging of the Newton Lake from Cuthbert Boulevard to the Black Horse Pike in Oaklyn including the Peter's Creek tributary, Pond 2 and Nichols Pond. Dredging will improve the water quality of the Creek. | 510000 | 2020-08-21 |  | 976 | 0 | 0 | 0 | 0 | 0 | 0 | 0 | 0 | 0 | 0 | 0 | 0 | 20910580 | 0 | 0 | 0 | 0 | 0 | 0 | 0 | 0 | 20910580 | 0 | Camden County, New Jersey | 39.8037 | -74.9599 | 100 | Yes
243 | Region 2 | New Jersey | Gloucester County IA | 342016-04 | Loan | Not Applicable | Amendment | 2020-09-23 | 8546342 | 2021-06-10 | 7857707 | No | No | 0 | Gloucester County Solid Waste Complex | Cell 15 Construction | The proposed project includes the construction of new landfill Cell 15 within the existing Gloucester County Solid Waste Complex (GCSWC). On April 20, 2012, NJDEP issued the Solid Waste Facility Permit for the Phase VII expansion, which included Cell 15. Cell 15 is about 13.6 acres in extent and will be constructed at the southern end of the landfill adjacent to the newly constructed Cell 14. The landfill was expanded in a phased manner and in its present configuration occupies about 125 acres (Cells 1 through 14). GCIA has utilized all the available permitted space in Cells 1 through 13. Landfilling operations are currently underway in Cell 14. Cell 14 construction was completed in April 2019. | 291408 | 2020-08-06 |  | 980 | 0 | 0 | 0 | 0 | 0 | 0 | 0 | 0 | 0 | 0 | 0 | 0 | 0 | 0 | 0 | 7857707 | 0 | 0 | 0 | 0 | 0 | 0 | 7857707 | Gloucester County, New Jersey | 39.7172 | -75.1417 | 100 | Yes
244 | Region 3 | Pennsylvania | Middle Taylor Township Sewer Authority | 75351 | Loan | Not Applicable | Initial Agreement | 2020-09-23 | 3620000 | 2020-09-23 | 3620000 | Yes | Yes | 2605998.1 | Middle Taylor Twp Wastewater Collection System | Middle Taylor Twp SA - Wastewater Collection System | Proposed construction of 25,760 linear feet of 8-inch PVC Sewers, 1,671 linear feet of 8-inch High-density Polyethylene (HDPE) Sewers, 1,963 linear feet of 4-inch PVC Laterals, 904 linear feet of 4-inch High-density Polyethylene (HDPE) Laterals, 150 Precast Concrete Manholes to serve 148 existing residences in Middle Taylor Township Benshoff Hill Road Area and West Taylor Township Prosser Hollow Road Area. Treatment will be provided at the existing City of Johnstown sewage treatment plant (STP) (NPDES Permit No. PA0026034). | 518 | 2020-09-24 | 2022-06-01 | 981 | 0 | 0 | 0 | 3620000 | 0 | 0 | 0 | 0 | 0 | 0 | 0 | 0 | 0 | 0 | 0 | 0 | 0 | 0 | 0 | 0 | 0 | 0 | 3620000 | Middle Taylor Township, Pennsylvania | 40.3708 | -78.9059 | 100
245 | Region 2 | New Jersey | Ocean County UA | 340372-62 | Loan | Not Applicable | Amendment | 2020-09-17 | 2162444 | 2022-06-23 | 1901979 | No | No | 0 | Northern Waler Pollution Control Facility | ND1712 NWPCF Final Clarifier Replacement FC-1 and FC-8 | The project includes the rehabilitation and improvements to the existing final clarifiers at the Northern Water Pollution Control Facility (NWPCF) in Brick Township, New Jersey. The existing final clarifiers at the NWPCF are large circular tanks that are designed to allow the activated sludge biomass to settle and be collected. The clear wastewater produced from the final clarifiers is then discharged into the chlorine contact tank for disinfection before the treated wastewater from the NWPCF is discharged to the Atlantic Ocean. The proposed work at the final clarifiers, FC1 and FC-8, includes the removal of the existing clarifier mechanisms and all other associated appurtenances, the repair and re-coating of concrete wall surfaces, the installation new Type 316 stainless steel clarifier mechanisms and all associated appurtenances, and the replacement the existing flooring with new grout. | 311331 | 2020-02-05 |  | 983 | 0 | 0 | 0 | 0 | 0 | 1901979 | 0 | 0 | 0 | 0 | 0 | 0 | 0 | 0 | 0 | 0 | 0 | 0 | 0 | 0 | 0 | 0 | 1901979 | Ocean County, New Jersey | 39.866 | -74.25 | 100
246 | Region 2 | New Jersey | Ocean County UA | 340372-61 | Loan | Not Applicable | Amendment | 2020-09-17 | 3527636 | 2022-06-23 | 3005455 | No | No | 0 | Northern Water Pollution Control Facility | ND1702 NWPCF Influent Screw Pump Improvements | This project includes improvements and rehabilitation at the existing main influent pumping station at the Northern Water Pollution Control Facility (NWPCF). The existing main influent pumping station at the NWPCF utilizes four Archimedes, spiral flight screw pumps to lift the influent wastewater to an elevation where it then flows by gravity to the headworks and through the treatment processes. The four influent pumps, including associated equipment and surrounding concrete surfaces of wet wells, troughs, channels, shields, and covers are aging and showing signs of deterioration from corrosion. The proposed project will replace all four influent screw pump assemblies including the screw pump gear reducers, drive motors, automatic bearing grease lubricators, and screw trough deflector shields; rehabilitate and remediate the internal influent pump station concrete surfaces of the wet wells and screw pump troughs and channels; and replace the 30-year old influent screw pump channel fiberglass covers designed for odor containment. For this proposed project, the design equipment will be upgraded and improved to have a longer life expectancy, which will ensure that water quality will be protected in the service area. | 311331 | 2020-05-08 |  | 984 | 0 | 0 | 0 | 0 | 0 | 3005455 | 0 | 0 | 0 | 0 | 0 | 0 | 0 | 0 | 0 | 0 | 0 | 0 | 0 | 0 | 0 | 0 | 3005455 | Ocean County, New Jersey | 39.866 | -74.25 | 100
247 | Region 2 | New Jersey | Jersey City MUA | 340928-34 | Loan | Not Applicable | Amendment | 2020-09-16 | 1169485 | 2021-06-10 | 1013814 | No | No | 0 |  | Sanitary Sewer Main Rehabilitation/Lining | This project consists of the rehabilitation of approximately 1,335 linear feet (L.F.) of existing sanitary sewer main at four (4) locations in Jersey City, Hudson County, New Jersey. 1. Pacific Avenue; 2. Halladay Street; 3. Pine Street and Suydam Avenue; and 4. Grand Street. The selected sections of sewer main have shown increased deterioration due to the close proximity to New Jersey Transit railways. Rehabilitation of the sewer mains will be performed utilizing trenchless technology. | 247597 | 2019-08-27 |  | 985 | 0 | 0 | 0 | 0 | 0 | 0 | 1013814 | 0 | 0 | 0 | 0 | 0 | 0 | 0 | 0 | 0 | 0 | 0 | 0 | 0 | 0 | 0 | 1013814 | Jersey City, New Jersey | 40.7175 | -74.0441 | 100
248 | Region 3 | Pennsylvania | Chester County Conservation District | 72821 | Loan | Not Applicable | Initial Agreement | 2020-09-16 | 534453 | 2020-09-16 | 534453 | Yes | Yes | 534453 |  | Chester CCD | The project consists of a 63' x 10' circular concrete waste storage structure, 5920 sq. ft. heavy use area, 12' x 106' x 10' rectangular manure storage, 12' x 12' concrete unloading pad, approximately 214' of 4" drain, 36' of 24" manure transfer line, concrete retaining wall, roofed heavy use area, 1152 cu. ft. infiltration trench, two catch basins, stormwater pipe, roof gutters and downspouts, a diversion, grassed waterway, and a stream crossing. | 1 | 2020-10-01 |  | 986 | 0 | 0 | 0 | 0 | 0 | 0 | 0 | 0 | 0 | 534453 | 0 | 0 | 0 | 0 | 0 | 0 | 0 | 0 | 0 | 0 | 0 | 0 | 534453 | Chester County, Pennsylvania | 39.9731 | -75.7484 | 100 | Yes
249 | Region 2 | New Jersey | Evesham MUA | 340838-07 | Loan | Not Applicable | Amendment | 2020-09-11 | 1302140 | 2021-06-10 | 1199082 | No | No | 0 | Locust Ave. Pumping Station | 2018 Sewer Improvements | Rehabilitation of the Locust Ave. Pumping Station. Improvements include a new wetwell, pumps, electrical controls, a Dri-Prime diesel backup pump, site improvements, landscaping and fencing. | 45351 | 2020-12-09 |  | 987 | 0 | 0 | 0 | 0 | 0 | 0 | 1199082 | 0 | 0 | 0 | 0 | 0 | 0 | 0 | 0 | 0 | 0 | 0 | 0 | 0 | 0 | 0 | 1199082 | Evesham, New Jersey | 39.8604 | -74.8947 | 100 | Yes
250 | Region 2 | New Jersey | Bergen County UA | 340386-23 | Loan | Not Applicable | Amendment | 2020-09-09 | 9374205 | 2023-02-07 | 18514851 | No | No | 0 | Sludge Digester at the Little Ferry Water Pollution Facility | Sludge Digester Improvement Projects | This project consists of improvements and upgrades to the existing sludge digesters at the Bergen County Utilities Authority (BCUA) Little Ferry Water Pollution Control Facility (WPCF). BCUA is proposing an energy resilient anaerobic digester project which will provide a constant and reliable source of biogas to the proposed five (5) digester membrane cover storage systems. The facility does not currently have a means of capturing biogas generated at the existing five anaerobic sludge digesters. Excess gas is flared during peak production times. BCUA proposes to install anaerobic digester membrane covers over the existing tanks in order to negate the need for separate storage tanks to capture the biogas. Since the existing gas flares are located on top of digester # 1, they will need to be removed to allow for the installation of the membrane covers and new flares will be installed near the existing digester tanks. This is for Cleaning services (contract 1 of 4), Procurement of two Gas Flares (2 of 4) and Planning and Design services. | 558026 | 2020-08-12 | 2020-11-02 | 989 | 0 | 0 | 0 | 0 | 0 | 18514851 | 0 | 0 | 0 | 0 | 0 | 0 | 0 | 0 | 0 | 0 | 0 | 0 | 0 | 0 | 0 | 0 | 18514851 | Bergen County, New Jersey | 40.9598 | -74.0744 | 100
251 | Region 2 | New Jersey | Gloucester County Utility Authority | 340902-15 | Loan | Not Applicable | Amendment | 2020-09-03 | 5434869 | 2023-03-02 | 13710993 | No | Yes | 2000000 | Gloucester County Wastewater Treatment Plant | Wastewater Treatment Plant Projects | The Gloucester County Utilities Authority (GCUA) is pursuing financial assistance from the New Jersey Water Bank to construct and install combined heat and power generation equipment at their wastewater treatment plant (WWTP) on Paradise Road in West Deptford Township. The proposed project consists of the construction of a biogas conditioning system to fit two recently constructed anaerobic digesters at the facility, and the purchase and installation of electrical switchgear and cogeneration units. The proposed project will not increase the design capacity of the WWTP or the size of the GCUA sanitary sewer service area. The project is comprised of four contracts, as follows: Contract 1- Furnishing and Installation of Biogas Conditioning System; Contract 2- Purchase of the Cogeneration Units/Installation of Combined Heat and Power System; Contract 3- Purchase of the Electrical Switchgear Equipment; and Contract 4- Bio Gas Storage. This description is for Contract 1 only. | 200000 | 2020-03-30 | 2022-10-31 | 1004 | 0 | 0 | 0 | 0 | 0 | 8276124 | 0 | 5434869 | 0 | 0 | 0 | 0 | 0 | 0 | 0 | 0 | 0 | 0 | 0 | 0 | 0 | 0 | 13710993 | Gloucester County, New Jersey | 39.7172 | -75.1417 | 100 | Yes
252 | Region 2 | New Jersey | Sussex County MUA | 342008-04 | Loan | Not Applicable | Amendment | 2020-08-27 | 7405888 | 2022-12-22 | 8072497 | No | No | 0 | Sussex County Municipal Utilities Authority Solid Waste Facility | Leachate Pump Station and Force Main Project | Project includes conversion and upgrade of an existing leachate storage tank to operate as a pump station and conversion and upgrade of an existing leachate storage tank to operate as a pump station and the construction of a 4 and 5 inch diameter force main to convey leachate flow from the existing SCMUA sanitary landfill to a gravity sewer tributary to the SCMUA Franklin Regional Pump Station, which ultimately discharges to the SCMUA"s Upper Wallkill WPCF. | 149265 | 2020-08-11 | 2022-01-19 | 1007 | 0 | 0 | 0 | 8072497 | 0 | 0 | 0 | 0 | 0 | 0 | 0 | 0 | 0 | 0 | 0 | 0 | 0 | 0 | 0 | 0 | 0 | 0 | 8072497 | Sussex County, New Jersey | 41.1393 | -74.6909 | 100
253 | Region 2 | New Jersey | North Hudson SA | 340952-36 | Loan | Not Applicable | Amendment | 2020-08-19 | 729762 | 2022-12-22 | 669468 | No | No | 0 |  | 2019 Equipment Purchases | This project includes the purchase of two key pieces of equipment to service the NHSA collection system. Contract 1 is for purchase of a new CCTV truck with all necessary equipment, mounted for operator use, including operator control and monitoring station. Contract 2 is for purchase of a new combination sewer system cleaner truck - that is capable of vacuuming and flushing sanitary sewers. | 180020 | 2020-03-02 | 2020-07-10 | 1013 | 0 | 0 | 0 | 0 | 0 | 0 | 669468 | 0 | 0 | 0 | 0 | 0 | 0 | 0 | 0 | 0 | 0 | 0 | 0 | 0 | 0 | 0 | 669468 | 1600 Adams St, Hoboken, New Jersey, 07030 | 40.756 | -74.0321 | 100
254 | Region 3 | Pennsylvania | Borough of Sinking Spring | 75366 | Loan | Not Applicable | Initial Agreement | 2020-08-13 | 832739 | 2020-08-13 | 832739 | No | No | 0 | SINKING SPRING WWTP | Borough of Sinking Spring - Broad Street Sanitary Sewer Improvement | The project will be replacing 2,950 of 10" clay pipe with 15" PVC pipe including 11 manholes. The carrying capacity of the sewer main which is just adequate today at 1.02 mgd will be increased to 3.015 mgd. The increase in capacity will reduce the chance of sanitary back-up in floods which occurred in 2019 and 2018 and also provide capacity for downtown development proposed by the Borough's redevelopment plan BOSS 2020. | 4100 | 2020-08-17 |  | 1019 | 0 | 0 | 0 | 0 | 0 | 0 | 832739 | 0 | 0 | 0 | 0 | 0 | 0 | 0 | 0 | 0 | 0 | 0 | 0 | 0 | 0 | 0 | 832739 | Sinking Spring, Pennsylvania | 40.327 | -76.0229 | 100 | Yes
255 | Region 3 | Pennsylvania | Chester Cty Conserv District | 72823 | Loan | Not Applicable | Initial Agreement | 2020-08-13 | 321133 | 2020-08-13 | 321133 | Yes | Yes | 321133 |  | Chester CCD | The project consists of approximately 1530 ft of streambank fencing, 4 catch basins, 400 ft. of 12 inch HDPE pipe, 232 ft. of 15 inch HDPE pipe, 202 ft. of 18 inch HDPE pipe, roof gutters and drains, approximately 3,363 ft. of gradient terrace, 1,260 ft. of subsurface drain, roofed composting structure, 2 gravel reinforced access lanes, and a stream crossing | 1 | 2020-09-01 |  | 1020 | 0 | 0 | 0 | 0 | 0 | 0 | 0 | 0 | 0 | 321133 | 0 | 0 | 0 | 0 | 0 | 0 | 0 | 0 | 0 | 0 | 0 | 0 | 321133 | Chester County, Pennsylvania | 39.9731 | -75.7484 | 100 | Yes
256 | Region 3 | Pennsylvania | Chester Cty Conserv District | 72822 | Loan | Not Applicable | Final Agreement | 2020-08-13 | 275724 | 2021-05-27 | 264888 | Yes | Yes | 264888 |  | Chester CCD | The project consists of a circular, concrete waste storage structure, a 12 ft. x 12 ft. concrete unloading pad, approximately 267 ft. of 4 inch perimeter drain, 275 ft. of 4 inch PVC pipe to a stabilized outlet, a 4 ft. diameter by 10 ft. deep pre-cast manure hopper, approximately 42 ft. of 24 inch diameter manure transfer line, roof gutters, and 12 ft. x 95 ft. access road. | 2 | 2020-09-01 | 2021-05-27 | 1021 | 0 | 0 | 0 | 0 | 0 | 0 | 0 | 0 | 0 | 264888 | 0 | 0 | 0 | 0 | 0 | 0 | 0 | 0 | 0 | 0 | 0 | 0 | 264888 | Chester County, Pennsylvania | 39.9731 | -75.7484 | 100 | Yes
257 | Region 2 | New Jersey | Mendham Borough | 340159-04 | Loan | Not Applicable | Amendment | 2020-08-12 | 259300 | 2021-11-17 | 457651 | No | No | 0 | Borough of Mendham Water Reclamation Facility | Wastewater Treatment Plant Improvements | Planning and design activities associated with improvements to the Borough's existing Water Reclamation facility including: investigation of the existing lime system; improvements to the existing oxidation ditch; determination of the required MOPO requirements; development of required grit removal and handling improvements; review of effluent launder covera; review of options for improving the non-potable water system. | 3915 | 2020-06-30 |  | 1022 | 0 | 0 | 0 | 0 | 0 | 457651 | 0 | 0 | 0 | 0 | 0 | 0 | 0 | 0 | 0 | 0 | 0 | 0 | 0 | 0 | 0 | 0 | 457651 | Mendham, New Jersey | 40.7754 | -74.6035 | 100
258 | Region 2 | New Jersey | Mendham Borough | 340159-03 | Loan | Not Applicable | Amendment | 2020-08-12 | 457525 | 2023-11-01 | 2350935 | No | No | 0 | Borough of Mendham Water Reclamation Facility | Collection System Improvements | Planning and design activities associated with improvements to the Borough's collection system. | 7830 | 2020-07-24 | 2022-10-18 | 1023 | 0 | 0 | 0 | 0 | 0 | 0 | 2350935 | 0 | 0 | 0 | 0 | 0 | 0 | 0 | 0 | 0 | 0 | 0 | 0 | 0 | 0 | 0 | 2350935 | Mendham, New Jersey | 40.7754 | -74.6035 | 100
259 | Region 3 | Pennsylvania | Jackson East Taylor Sewer Authority | 75360 | Loan | Not Applicable | Initial Agreement | 2020-08-12 | 5500000 | 2020-08-12 | 5500000 | Yes | No | 0 |  | Jackson East Taylor Sewer Authority - Fords Corner Area | This is a sanitary sewer extension project in the Fords Corner, Pike Road, and Chickaree areas of Jackson Township. The Township plans to install approximately 24,000 linear feet of sewer collection line to capture 98 homes and three businesses. Along the sewer extension, the Authority will be constructing a new pump station and replacing pumps in two existing pump stations. The Authority office will be replaced. Treatment will be provided at the existing Johnstown Dornick Point sewage treatment plant. | 5350 | 2020-08-17 |  | 1024 | 0 | 0 | 0 | 5500000 | 0 | 0 | 0 | 0 | 0 | 0 | 0 | 0 | 0 | 0 | 0 | 0 | 0 | 0 | 0 | 0 | 0 | 0 | 5500000 | 2603 William Penn Ave, Johnstown, Pennsylvania, 15909 | 40.3941 | -78.856 | 100
260 | Region 2 | New Jersey | Bergen County UA | 340386-21 | Loan | Not Applicable | Amendment | 2020-08-11 | 6858940 | 2023-11-01 | 6990452 | No | No | 0 | Final Settling Tanks at the Little Ferry Water Pollution Control Facility | Final Settling Tanks Improvements | Rehabilitation of Final Settling Tanks at the Little Ferry WPCF that includes sluice gates, effluenct weir plates, troughs, scum skimmers, and various other tank improvements. | 562190 | 2020-06-29 |  | 1028 | 0 | 0 | 0 | 0 | 0 | 6990452 | 0 | 0 | 0 | 0 | 0 | 0 | 0 | 0 | 0 | 0 | 0 | 0 | 0 | 0 | 0 | 0 | 6990452 | Bergen County, New Jersey | 40.9598 | -74.0744 | 100
261 | Region 3 | Pennsylvania | Lower Yoder Township | 75362 | Loan | Not Applicable | Initial Agreement | 2020-08-11 | 3694026 | 2020-08-11 | 3694026 | Yes | Yes | 3132994 | Lower Yoder Township Sanitary Sewer | Lower Yoder Township - Sanitary/Storm Sewer Separation | This project will rehabilitate approximately 18,000 linear feet of sanitary sewer line using a combination of pipe bursting, cured-in-place pipe (CIPP), and conventional cut and cover construction methods along with 72 manholes. The laterals to collect wastewater from each of the homes will be extended to within five feet of each structure with this project as well totaling approximately 1,900 linear feet of pipe. In addition to the sanitary sewer replacement, this project will also add approximately 1,350 linear feet of storm water collection system. | 3083 | 2020-08-17 |  | 1029 | 0 | 0 | 2000000 | 0 | 0 | 0 | 1400000 | 0 | 0 | 0 | 0 | 0 | 0 | 0 | 0 | 0 | 0 | 0 | 294026 | 0 | 0 | 0 | 3694026 | Lower Yoder Township, Pennsylvania | 40.3454 | -78.9803 | 100
262 | Region 2 | New Jersey | Linden Roselle Sewerage Authority | 340299-09 | Loan | Not Applicable | Amendment | 2020-08-07 | 1420045 | 2021-06-10 | 1335822 | No | No | 0 | Linden Roselle Sewerage Authority | Phase V Building Improvements | Linden Roselle Sewerage Authority proposes various structural repairs to the facade and roofing of various existing buildings within its sewage treatment facility that house both personnel and various treatment processes. The proposed repair and rehabilitation work includes removal and replacement of existing roofing material, and re-pointing and replacement of the brick facade. Other improvements include installation of a new high pressure water effluent piping and yard hydrants and miscellaneous roadway and site improvements. | 63976 | 2019-11-07 |  | 1032 | 0 | 0 | 0 | 0 | 0 | 1335822 | 0 | 0 | 0 | 0 | 0 | 0 | 0 | 0 | 0 | 0 | 0 | 0 | 0 | 0 | 0 | 0 | 1335822 | 5005 S Wood Ave, Linden, New Jersey, 07036 | 40.5999 | -74.2078 | 100
263 | Region 3 | Delaware | Dover, City of | CW-2019-001 | Loan | Not Applicable | Initial Agreement | 2020-07-17 | 732200 | 2020-07-17 | 732200 | No | No | 0 |  | PUNCHEON RUN PUMP STATION GRIT REMOVAL SYSTEM REPLACEMENT | The City of Dover Puncheon Run sanitary sewer pump station has an existing grit removal system. This system is presently old and not running efficiently. This situation if left unaddressed, will lead to solids entering and clogging the station pumps. Pump failure could lead to an overflow at the station and a release of wastewater into the adjacent Puncheon Run Creek. A new grit removal system is proposed to replace the existing one. | 38079 | 2020-07-01 |  | 1049 | 0 | 0 | 0 | 0 | 0 | 0 | 732200 | 0 | 0 | 0 | 0 | 0 | 0 | 0 | 0 | 0 | 0 | 0 | 0 | 0 | 0 | 0 | 732200 | Dover, Delaware | 39.1588 | -75.5211 | 100 | Yes
264 | Region 2 | New Jersey | Paterson, City of | 340850-03-01 | Loan | Not Applicable | Amendment | 2020-07-08 | 2434287 | 2023-11-01 | 1616908 | No | No | 0 |  | Sewer separation at CSO 023 | During the course of construction of the Solids and Floatables control facility for CSO 029, NJDEP Project Number 340850-04, the project encountered two major issues. Despite preconstruction evaluation and testing, an extraordinary amount of soil contamination was encountered. This required testing and disposal at an appropriate out of State facility. The second item was that there was a utility conflict between one of the diversion chambers and the main electrical duct bank that supplies downtown Paterson. This required the redesign of the chamber and extensive measures to monitor and protect the duct bank during the construction of the chamber. | 146199 | 2020-02-04 |  | 1052 | 0 | 1616908 | 0 | 0 | 0 | 0 | 0 | 0 | 0 | 0 | 0 | 0 | 0 | 0 | 0 | 0 | 0 | 0 | 0 | 0 | 0 | 0 | 1616908 | Paterson, New Jersey | 40.9166 | -74.1722 | 100
265 | Region 2 | New Jersey | Jersey City MUA | 340928-24 | Loan | Not Applicable | Amendment | 2020-06-30 | 80693069 | 2021-02-16 | 106930693 | No | Yes | 1000000 |  | Phase 1/2 Sewer Rehabilitation | The City of Jersey City is pursing green infrastructure projects in the City to reduce the combined sewer impacts to the community. These projects are not to exceed $1,000,000.00. This project involves the rehabilitation of existing combined sewer mains and associated manholes, inlets, and appurtenances owned and operated by the Jersey City Municipal Utilities Authority located throughout the municipality of Jersey City (Hudson County, NJ). Under the proposed project, approximately 7,400 linear feet of existing combined sewer mains will be repaired by the method of cured-in-place pipe (CIPP) lining, including associated sewer cleaning, internal television inspection, pipeline sealing, and other appurtenant work. The Phase 1-2 Sewer Rehabilitation Project also proposes to replace approximately 7,000 linear feet of existing combined sewers with pipes of essentially the same internal dimensions and capacity of existing sewers that have been determined to be beyond repair. | 247597 | 2020-06-09 |  | 1054 | 0 | 0 | 0 | 0 | 0 | 0 | 106930693 | 0 | 0 | 0 | 0 | 0 | 0 | 0 | 0 | 0 | 0 | 0 | 0 | 0 | 0 | 0 | 106930693 | Jersey City, New Jersey | 40.7175 | -74.0441 | 100
266 | Region 2 | New Jersey | Jersey City MUA | 340928-21 | Loan | Not Applicable | Amendment | 2020-06-30 | 10421330 | 2023-11-01 | 10397072 | No | No | 0 | JCMUA combined sewers | Phase V Combined Sewer & Condition Assessment Study | The JCMUA plans to implement the replacement of approximately 85 sewer pipes with pipes of the same diameter which the JCMUAs Phase V of Combined Sewer and Condition Assessment Study identified as in imminent danger of collapse and the repair of approximately 89 sewer pipes that are in imminent danger of collapse based upon results of JCMUAs Phase V of Combined Sewer and Condition Assessment Study. | 247597 | 2020-03-30 |  | 1055 | 0 | 0 | 0 | 0 | 0 | 0 | 10397072 | 0 | 0 | 0 | 0 | 0 | 0 | 0 | 0 | 0 | 0 | 0 | 0 | 0 | 0 | 0 | 10397072 | Jersey City, New Jersey | 40.7175 | -74.0441 | 100
267 | Region 3 | Delaware | NPS Agriculture Program | 2020NPSAG | Loan | Not Applicable | Initial Agreement | 2020-06-30 | 37862 | 2020-06-30 | 37862 | No | No | 0 |  | Agricultural Non Point Source Program | 319 Agriculture BMPs(poultry and dairy) Kent County | 10 |  |  | 1056 | 0 | 0 | 0 | 0 | 0 | 0 | 0 | 0 | 0 | 37862 | 0 | 0 | 0 | 0 | 0 | 0 | 0 | 0 | 0 | 0 | 0 | 0 | 37862 | Delaware | 39.0081 | -75.4675 | 75 | Yes
268 | Region 3 | Delaware | NPS Septic Loan Program | 2020NPSSEP | Loan | Not Applicable | Initial Agreement | 2020-06-30 | 476145 | 2020-06-30 | 476145 | Yes | No | 0 |  | Septic Loan Rehabilitation Program | 319 Septic Rehabilitation Program New Castle County | 60 |  |  | 1057 | 0 | 0 | 0 | 0 | 0 | 0 | 0 | 0 | 0 | 0 | 0 | 0 | 0 | 476145 | 0 | 0 | 0 | 0 | 0 | 0 | 0 | 0 | 476145 | Delaware | 39.0081 | -75.4675 | 75 | Yes
269 | Region 3 | Pennsylvania | Septic Program - 2020 | 99999 | Loan | Not Applicable | Initial Agreement | 2020-06-30 | 1447337 | 2020-06-30 | 1447337 | No | No | 0 |  | PHFA - Onlot Loans FY2020-2021 | PHFA - Onlot Loans FY2020-2021 | 89 |  |  | 1058 | 0 | 0 | 0 | 0 | 0 | 0 | 0 | 0 | 0 | 0 | 0 | 0 | 0 | 1447337 | 0 | 0 | 0 | 0 | 0 | 0 | 0 | 0 | 1447337 | Pennsylvania | 40.8965 | -77.8388 | 78.75
270 | Region 2 | New Jersey | Hoboken City | 340635-09 | Loan | Not Applicable | Amendment | 2020-06-26 | 355786 | 2022-12-22 | 329636 | No | Yes | 168673 |  | ROW Green Infrastructure adjacent to Water Mains (2018) | Four right-of-way green infrastructure facilities recommended by the NJDEP Rebuild by Design Hudson River project will be installed on street segments that are adjacent to water main upgrades. As coded in the Rebuild by Design Hudson River Environmental Impact Statement and Feasibility Study, these are: T2-MON, T5-JEF, T1-GAR, and TD8-GAR. Collectively, these green infrastructure measures will detain up to 10,000 gallons of stormwater from entering the combined sewer system during rainfall events. | 50005 | 2019-07-09 | 2019-09-10 | 1059 | 0 | 0 | 0 | 0 | 0 | 0 | 0 | 0 | 0 | 0 | 0 | 0 | 0 | 0 | 0 | 0 | 0 | 0 | 0 | 329636 | 0 | 329636 | 0 | Hoboken, New Jersey | 40.7435 | -74.0291 | 100
271 | Region 2 | New Jersey | Little Egg Harbor MUA | 340579-03 | Loan | Not Applicable | Amendment | 2020-06-25 | 1779298 | 2021-06-10 | 1211266 | No | No | 0 | Little Egg Harbor Municipal Utilities Authority | Little Egg Harbor Sewer Main Replacement | The proposed work includes installtion of approximately 6,000 linear feet (LF) of new 8-inch diameter PVC sanitary sewer main, 225 lateral sanitary sewer connections (funded to the cleanout), and 22 new sanitary sewer manholes. | 600 | 2020-05-15 |  | 1062 | 0 | 0 | 0 | 1211266 | 0 | 0 | 0 | 0 | 0 | 0 | 0 | 0 | 0 | 0 | 0 | 0 | 0 | 0 | 0 | 0 | 0 | 0 | 1211266 | Little Egg Harbor, New Jersey | 39.5803 | -74.3606 | 100
272 | Region 2 | New Jersey | Hackensack City | 340923-14 | Loan | Not Applicable | Amendment | 2020-06-22 | 5152485 | 2022-12-22 | 5499743 | No | Yes | 1000000 | City of Hackensack | Sewer Separation to Support Main Street Redevelopment and CSO Overflow Correction | Sewer separation along Main Street. | 1000 | 2020-03-11 | 2021-01-01 | 1068 | 0 | 5499743 | 0 | 0 | 0 | 0 | 0 | 0 | 0 | 0 | 0 | 0 | 0 | 0 | 0 | 0 | 0 | 0 | 0 | 0 | 0 | 0 | 5499743 | Hackensack, New Jersey | 40.8813 | -74.0438 | 100
273 | Region 2 | New Jersey | Toms River Twp MUA | 340145-05 | Loan | Not Applicable | Amendment | 2020-06-22 | 3069307 | 2022-06-23 | 3866939 | No | No | 0 | OCEAN CNTY UA | Sanitary Sewer Rehabilitation | Dig/Replace Pipe [Contract SRDR-01-19]: Rehabilitate via excavation, removal/replacement of approximately 30 separate locations of different Pipe sections, which suffer from sags, offset joints, etc, and are not conducive to trenchless rehabilitation. Lakehurst Rd Force Main & Foster Rd Pipe Replacement [Contract SRDR-02-19]: Lakehurst Rd: Installation of approximately 550 LF of four-inch diameter (4" HDPE, and a separate alignment of approximately 800 LF of four-inch diameter (4" HDPE to replace/supplement one (1) existing alignment of 2,400 LF of eight- inch diameter (8" circa 1965). The two (2) new Force Mains will serve not only as supplemental/backup to the existing Force Main, but also as a means to inspect the conditions of each Force Main. Foster Rd: Replace/abandon sagged, 150 LF of sixteen-inch diameter (16" circa 1968) gravity pipe with PVC Sewer/Manhole Rehabilitation [Contract SR-01-19]: Rehabilitate several pipes/manholes, via Cured-In-Place Lining. | 90463 | 2019-05-22 |  | 1069 | 0 | 0 | 0 | 0 | 0 | 0 | 3866939 | 0 | 0 | 0 | 0 | 0 | 0 | 0 | 0 | 0 | 0 | 0 | 0 | 0 | 0 | 0 | 3866939 | Township of Toms River, New Jersey | 39.9894 | -74.1651 | 95.19
274 | Region 2 | New Jersey | Newark City | 340815-28 | Loan | Not Applicable | Amendment | 2020-06-19 | 4653934 | 2022-06-23 | 3941629 | No | Yes | 1000000 | South Street and Adams Street | South Street Drainage Improvementsand Adams Street | Drainage Improvements are proposed at South Street and Adams Street, as well as along Miller Street to Avenue C. At South Street and Adams Street the proposed design will incorporate roadway reconstruction, resurfacing, sidewalk, curb and ADA curb ramp improvements, new drainage inlets, manholes and pipes to alleviate flooding. Sewer separation is proposed along Adams Street. No new outfalls are proposed. At Miller Street, the proposed design includes installation of new inlets, manholes, pipes and a pump station to alleviate flooding at the end of Avenue C to redirect flow and not separate. Green Infrastructure (GI) is also proposed at both of theses locations. | 288000 | 2020-02-10 |  | 1070 | 0 | 3941629 | 0 | 0 | 0 | 0 | 0 | 0 | 0 | 0 | 0 | 0 | 0 | 0 | 0 | 0 | 0 | 0 | 0 | 0 | 0 | 0 | 3941629 | Newark City | 40.7621 | -74.1707 | 100
275 | Region 3 | Delaware | Wilmington, City of | CW-2015-014 | Loan | Not Applicable | Initial Agreement | 2020-04-23 | 1206460 | 2020-04-23 | 1206460 | No | No | 0 |  | Shallcross Avenue CSO Separation | The Kentmere and Union Partial Sewer Separation and BMP project is proposed to address solutions to current combined sewer overflows (CSO) within the EPA guidelines. The primary purpose of the Kentmere & Union CSO Mitigation Project is to minimize the overflows at a combined sewer overflow (CSO) structure located near the intersection of Union Street and Kentmere Parkway at Shallcross Avenue. | 77000 | 2020-05-01 |  | 1121 | 0 | 1206460 | 0 | 0 | 0 | 0 | 0 | 0 | 0 | 0 | 0 | 0 | 0 | 0 | 0 | 0 | 0 | 0 | 0 | 0 | 0 | 0 | 1206460 | Wilmington, Delaware | 39.7444 | -75.5451 | 100 | Yes
276 | Region 3 | Pennsylvania | City of Chester Stormwater Authority | 72818 | Loan | Not Applicable | Final Agreement | 2020-04-23 | 9946801 | 2023-12-31 | 9247807.74 | No | No | 0 |  | Chester City Stormwater Authority - Comprehensive Infrastructure Project Phase 2 | This project will provide for the selective replacement of inlets, piping and outfalls. The project will consist of approximately 9,200 l.f. of pipe, 125 catch basins, 50 manholes, and roadway restoration. Also, water quality devices, such as porous panels, inlet inserts and filters will be installed to remove trash and sediment form the system and to remove pollutants from the water. | 34046 | 2020-04-28 |  | 1122 | 0 | 0 | 0 | 0 | 0 | 0 | 0 | 0 | 0 | 0 | 0 | 0 | 0 | 0 | 0 | 0 | 0 | 0 | 9946801 | 0 | 0 | 0 | 9247807.74 | Chester, Pennsylvania | 39.8527 | -75.3607 | 100 | Yes
277 | Region 3 | Pennsylvania | Westfield Borough | 75357 | Loan | Not Applicable | Initial Agreement | 2020-04-21 | 5688555 | 2020-04-21 | 5688555 | Yes | No | 0 | Westfield Borough WWTP | Westfield Borough Wastewater Treatment Plant Upgrade | The project is a wastewater treatment plant upgrade project. The upgrades include a new influent pump station, a mechanically cleaned influent screen, a bypass bar screen, an aerated grit removal system, an oxidation ditch, two secondary clarifiers, two sludge digestion tanks, a chemical feed system, and a new chlorine disinfection system. | 1220 | 2020-05-15 |  | 1127 | 1072861.47 | 0 | 0 | 0 | 0 | 4615693.53 | 0 | 0 | 0 | 0 | 0 | 0 | 0 | 0 | 0 | 0 | 0 | 0 | 0 | 0 | 0 | 0 | 5688555 | Westfield, Pennsylvania | 41.9194 | -77.5392 | 100
278 | Region 2 | New Jersey | Scotch Plains Township | 340512-01 | Loan | Not Applicable | Amendment | 2020-04-17 | 2282642 | 2023-10-20 | 2136495 | No | No | 0 | Raritan Road Pump Station and Lamberts Mill Road Pump Station | Sanitary Sewer Pump Station Improvements Project | Rehabilitation of 2 existing raw sewage pump stations to replace pumping equipment, piping, electrical panels, instrumentation and HVAC components that are at the end of their useful life. | 4700 | 2020-02-13 |  | 1129 | 0 | 0 | 0 | 0 | 0 | 0 | 2136495 | 0 | 0 | 0 | 0 | 0 | 0 | 0 | 0 | 0 | 0 | 0 | 0 | 0 | 0 | 0 | 2136495 | Scotch Plains Township, New Jersey | 40.6328 | -74.3739 | 100
279 | Region 2 | New Jersey | Bloomfield Township | 340516-01 | Loan | Not Applicable | Initial Agreement | 2020-04-03 | 4969077 | 2020-04-03 | 4969077 | No | No | 0 | Township of Bloomfield | Water Meter Replacement | The Township of Bloomfield proposes to replace their existing distribution system water meters that have exceeded their useful life with new water service meters. The proposed project will include disposal of the existing meters, installation of approximately 11,000 new water service meters throughout the Township, and installation of an Advanced Metering Infrastructure Network (AMI) system. | 47982 | 2019-05-30 |  | 1138 | 0 | 0 | 0 | 0 | 0 | 0 | 0 | 0 | 0 | 0 | 0 | 0 | 0 | 0 | 0 | 0 | 0 | 0 | 0 | 0 | 4969077 | 0 | 4969077 | Bloomfield Township | 40.7964 | -74.1974 | 100
280 | Region 2 | New Jersey | Two Rivers Water Reclamation Authority | 340117-10 | Loan | Not Applicable | Initial Agreement | 2020-04-02 | 3219959 | 2020-04-02 | 3219959 | No | No | 0 | Two Rivers Reclamation Authority Treatment Plant | New Main Pump Station | Construction of a new 54" Pleasure Bay Interceptor, extending the current 30" Monmouth Beach Interceptor to a new 50 MGD Main Pump Station, installing a new force main to the Headworks/Blower Building, as well as diverting supernatant flow to the new Main Pump Station. Additionally, the project entails demolition of the existing Supernatant Pump Station and Main Pump Station. | 75570 | 2020-01-09 |  | 1139 | 0 | 0 | 0 | 0 | 3219959 | 0 | 0 | 0 | 0 | 0 | 0 | 0 | 0 | 0 | 0 | 0 | 0 | 0 | 0 | 0 | 0 | 0 | 3219959 | 1 Highland Ave, Monmouth Beach, New Jersey, 07750 | 40.3357 | -73.9932 | 100
281 | Region 2 | New Jersey | Lambertville SA | 340882-09 | Loan | Not Applicable | Amendment | 2020-04-01 | 748326 | 2021-11-23 | 1252753 | No | No | 0 | Lambertville MUA STP | Wastewater Treatment Plant | The project consists of roof replacements, purchase of replacement clarifier mechanisms, rehabilitation of the chemical building, re-pavement of plant area and access road, and repair of drain lines in the control building and BFP building. | 16587 | 2020-01-13 |  | 1140 | 0 | 0 | 0 | 0 | 0 | 1252753 | 0 | 0 | 0 | 0 | 0 | 0 | 0 | 0 | 0 | 0 | 0 | 0 | 0 | 0 | 0 | 0 | 1252753 | Lambertville, New Jersey | 40.3661 | -74.9428 | 100 | Yes
282 | Region 3 | Pennsylvania | Capital Region Water | 72819 | Loan | Not Applicable | Amendment | 2020-03-26 | 1441847 | 2023-02-08 | 10787516.37 | Yes | No | 0 | Harrisburg Conmbined Sewer System | Capital Region Water - Green Stormwater Infrastructure Programmatic Financing | The South Allison Hill Project consists of the installation of Green Stormwater Infrastructure (GSI) on or near Derry Street between 14th Street and 15th Street in Harrisburg, PA. The project includes planter boxes, tree trenches and infiltration/storage trenches | 64215 | 2020-05-01 |  | 1153 | 0 | 10787516.37 | 0 | 0 | 0 | 0 | 0 | 0 | 0 | 0 | 0 | 0 | 0 | 0 | 0 | 0 | 0 | 0 | 0 | 0 | 0 | 0 | 10787516.37 | Harrisburg, Pennsylvania | 40.2596 | -76.8819 | 100
283 | Region 3 | Pennsylvania | Shenango Township Municipal Authority | 71437 | Loan | Not Applicable | Final Agreement | 2020-03-26 | 9984756 | 2022-12-28 | 9309377.72 | Yes | Yes | 4432857 | Shenango Township WWTF | Shenango Township MA- Sanitary Sewage Improvement Project, Phase 1 | Project consists of installation of approximately 27,510 feet of 8-inch diameter gravity sewer main, 3 sewage pump stations, 18 on-lot grinder pumps and 14,399 feet of 2-inch and 4-inch diameter forcemain. | 2285 | 2020-03-30 | 2021-03-29 | 1154 | 0 | 0 | 0 | 9309377.72 | 0 | 0 | 0 | 0 | 0 | 0 | 0 | 0 | 0 | 0 | 0 | 0 | 0 | 0 | 0 | 0 | 0 | 0 | 9309377.72 | Shenango Township, Pennsylvania | 40.9493 | -80.3059 | 100
284 | Region 3 | Pennsylvania | City of Johnstown | 71442 | Loan | Not Applicable | Initial Agreement | 2020-03-24 | 4104607 | 2020-03-24 | 4104607 | No | Yes | 4104607 | Johnstown Dornick Point sewage treatment plant | Johnstown City - Fairfield Avenue Sanitary/Storm Sewer Separation Project | The project will replace or rehabilitate approximately 2,465 linear feet of 8-inch and 4,500 linear feet of 6-inch sewer collection line. Manholes within the design will also be replaced or rehabilitated. Private storm sewer lines will be separated from the sanitary sewer system. | 20648 | 2020-03-25 |  | 1162 | 0 | 0 | 1341890.75 | 0 | 0 | 0 | 2762716.25 | 0 | 0 | 0 | 0 | 0 | 0 | 0 | 0 | 0 | 0 | 0 | 0 | 0 | 0 | 0 | 4104607 | Johnstown, Pennsylvania | 40.3259 | -78.9175 | 100
285 | Region 3 | Pennsylvania | City of Johnstown | 71441 | Loan | Not Applicable | Initial Agreement | 2020-03-24 | 4065356 | 2020-03-24 | 4065356 | Yes | No | 0 | Old Conemaugh Borough Collection System | Johnstown City - Old Conemaugh Borough Sanitary/Storm Water Separation Project | Project will replace or rehabilitate approximately 30,000 linear feet of 8-inch, 10-inch, and 12-inch sewer collection line. Construction methods will include open cut and trenchless/slip lining technologies. Manholes within the design will also be replaced and rehabilitated. All existing laterals will be replaced within the public right-of-way (the collection line to the property line) | 1425 | 2020-03-25 | 2021-04-01 | 1163 | 0 | 0 | 1357605.12 | 0 | 0 | 0 | 2707750.88 | 0 | 0 | 0 | 0 | 0 | 0 | 0 | 0 | 0 | 0 | 0 | 0 | 0 | 0 | 0 | 4065356 | Johnstown, Pennsylvania | 40.3259 | -78.9175 | 100
286 | Region 2 | New Jersey | Gloucester Twp | 340364-15 | Loan | Not Applicable | Amendment | 2020-03-20 | 918795 | 2023-10-29 | 891721 | No | No | 0 |  | Gloucester Township Stormwater Improvements | This project will rehabilitate portions of the existing stormwater collection system that services many users throughout the municipality. The proposed improvements include repairs to existing stormwater outfalls leading to streams, stormwater infrastructure piping, and bank stabilization. The purpose of these projects is to replace/repair aging infrastructure, and maintain the stability of the soil near these stormwater outfalls. | 64634 | 2018-06-07 |  | 1166 | 0 | 0 | 0 | 0 | 0 | 0 | 0 | 0 | 0 | 0 | 0 | 0 | 0 | 0 | 0 | 0 | 0 | 0 | 891721 | 0 | 0 | 0 | 891721 | Gloucester Town, New Jersey | 39.8928 | -75.1204 | 100 | Yes
287 | Region 3 | Pennsylvania | Forest Hills Municipal Authority | 75356 | Loan | Not Applicable | Initial Agreement | 2020-03-19 | 3697718 | 2020-03-19 | 3697718 | No | No | 0 | FHMA South Fork Regional Wastewater Treatment Plant | Forest Hills Municipal Auth. South of Salix Sanitary Sewer Extension Project | The Forest Hills Municipal Authority (FHMA) South of Salix Sanitary Sewer Extension Project proposes to install approximately 23,000 linear feet of gravity sanitary collection line, 200 linear feet of low-pressure sanitary line, approximately 1,900 linear feet of force main, 93 manholes, 8 cleanouts, 3 grinder pumps, and corresponding appurtenances along portions of Peaceful Valley Road, Krayn Road, Old Luther Street, Beech Street, Hemlock Street, and Oak Street. In addition, the proposed project includes the construction of a pump station and an associated electrical upgrade necessary to pump sewage from the new collection system to the existing gravity system in Salix | 8768 | 2020-03-23 | 2021-04-01 | 1170 | 0 | 0 | 0 | 3697718 | 0 | 0 | 0 | 0 | 0 | 0 | 0 | 0 | 0 | 0 | 0 | 0 | 0 | 0 | 0 | 0 | 0 | 0 | 3697718 | Forest Hills, Pennsylvania | 40.42 | -79.8497 | 100
288 | Region 3 | Pennsylvania | Johnstown Redevelopment Authority | 75349 | Loan | Not Applicable | Initial Agreement | 2020-03-12 | 5146282 | 2020-03-12 | 5146282 | No | No | 0 |  | Johnstown Redevelopment Auth. Fairfield Ave Interceptor Rehabilitation & Storm Water Separation | This is a sanitary sewer rehabilitation project to correct existing defective sewers in the Fairfield Avenue area of the City of Johnstown. The Authority plans to replace or rehabilitate approximately 8,425 linear feet of 8-inch, 10-inch, 12-inch, 18-inch, and 24-inch sewer collection line. Construction methods will include open cut and trenchless/slip lining technologies. The project includes the cleaning and televising of approximately 6,000 linear feet of 54-inch interceptor. Treatment will be provided at the existing Johnstown Dornick Point sewage treatment plant | 67500 | 2020-03-13 |  | 1176 | 0 | 0 | 1552460.36 | 0 | 2839119.1 | 0 | 754702.54 | 0 | 0 | 0 | 0 | 0 | 0 | 0 | 0 | 0 | 0 | 0 | 0 | 0 | 0 | 0 | 5146282 | Johnstown, Pennsylvania | 40.3259 | -78.9175 | 100
289 | Region 3 | Pennsylvania | CONNELLSVILLE MUNICIPAL AUTHORITY | 71444 | Loan | Not Applicable | Initial Agreement | 2020-03-04 | 22478786 | 2020-03-04 | 22478786 | Yes | Yes | 4116385 | Connellsville Municipal Authority Wastewater Treatment Plant | Connellsville Municipal Authority Wastewater Treatment Plant Expansion Project | The project is a wastewater improvements project to increase capacity and eliminate combined sewer overflows (CSOs). The proposed project will expand the existing hydraulic capacity of the wastewater treatment plant from 3.24 million gallons per day (MGD) to 4.4 MGD; expand the peak hydraulic capacity from 7.0 MDG to 24.0 MGD; reduce the quantity and frequency of CSO discharges to less than 85%; add one new pump station along Connell Run; and upgrade the existing West Side Pump Station along with new force mains and interceptors. Environmental benefits include reducing the flow of untreated or inadequately treated sewage to the Authority's waterways during wet weather. | 11532 | 2020-03-05 | 2021-06-05 | 1187 | 0 | 22478786 | 0 | 0 | 0 | 0 | 0 | 0 | 0 | 0 | 0 | 0 | 0 | 0 | 0 | 0 | 0 | 0 | 0 | 0 | 0 | 0 | 22478786 | Connellsville, Pennsylvania | 40.0177 | -79.5893 | 100
290 | Region 2 | New Jersey | Salem County IA | 342022-02 | Loan | Not Applicable | Amendment | 2020-02-19 | 300000 | 2021-06-10 | 6153926 | No | No | 0 | Salem County Solid Waste Facility | Landfill Cell 1 O Expansion | The project entails the construction of double composite lined Landfill Cell 10 covering approximately 8.0 acres. A clay berm will be constructed around the perimeter of Cell 10 to contain the solid waste deposited in the cell. A primary drainage composite layer (DCL) will be installed over a primary liner layer, constructed of a textured 60-mil high density polyethylene (HDPE) liner on top of a geosynthetic clay liner (GCL), which acts as a puncture proof layer for the HDPE liner. Underneath the primary liner layer is a second DCL that collects any liquid that may get through the primary liners and also acts as a leak detection zone. The DCL sits on top of the secondary liner layer, which is also composed of a textured 60-mil HDPE liner and a GCL. The liners for proposed Cell 10 will be connected into the liner systems of the adjacent cells. The proposed Landfill Cell 10 expansion will include the following associated support systems: leachate collection system; leachate pumping and conveyance facilities; groundwater monitoring system; and landfill gas monitoring system. The perforated leachate collection piping system for cell 10 will be constructed on top of the liner layers and covered with an 24-inch thick sand leachate collection layer. The leachate generated by the refuse within the Landfill will filter through the sand layer to the primary DCL and the leachate collection piping system. The leachate will drain within the collection pipes by gravity to sumps located within the lined landfill area. Leachate pumps located within the sumps will pump the leachate to the leachate storage facility. The leachate system for Cell 10 will be connected to the existing landfill leachate collection system. All leachate produced by the Landfill is hauled offsite for treatment and disposal. The Landfill is surrounded by a network of groundwater monitoring wells (GMW) and landfill gas monitoring wells (LGMW). It is necessary to remove two existing LGMW, which are located in the area designated for the construction of Cell 10. Five new LGMW will be installed around the perimeter of Cell 10 that will be monitored in accordance with Landfill permit requirements. The site of the Cell 10 area currently occupied by the existing Landfill administrative office building, personnel building, the paved parking area, and associated site utilities and landscaping which will be removed and demolished. | 62792 | 2020-02-18 |  | 1215 | 0 | 0 | 0 | 0 | 0 | 0 | 0 | 0 | 0 | 0 | 0 | 0 | 0 | 0 | 0 | 6153926 | 0 | 0 | 0 | 0 | 0 | 0 | 6153926 | Salem County, New Jersey | 39.5766 | -75.3579 | 100 | Yes
291 | Region 2 | New Jersey | Ship Bottom Borough | 340311-04 | Loan | Not Applicable | Amendment | 2020-02-14 | 536663 | 2021-01-22 | 1927837 | No | No | 0 |  | Residential Water Meter Project | The Borough proposes to provide water meters in meter pits for every unmetered service connection within the Borough. The number of connections is approximately 1350.The Borough currently has 500 Sensus Meter installations. Ship Bottom has a shared service agreement with Stafford Township and the Township will install the 1350 meters over a 3 year period. Stafford & Ship Bottom also have a Cooperative Pricing System Agreement for meter pits and materials needed for the installation. | 1139 | 2019-10-23 |  | 1216 | 0 | 0 | 0 | 0 | 0 | 0 | 0 | 0 | 0 | 0 | 0 | 0 | 0 | 0 | 0 | 0 | 0 | 0 | 0 | 0 | 1927837 | 0 | 1927837 | Ship Bottom, New Jersey | 39.6444 | -74.18 | 100
292 | Region 2 | New Jersey | Brick Township MUA | 340448-14 | Loan | Not Applicable | Initial Agreement | 2020-02-05 | 1593407 | 2020-02-05 | 1593407 | No | No | 0 | Brick Township Municipal Utilities Authority | Meter Replacement - Phase II | The planning area for the project includes Brick Township Municipal Utilities Authority's entire water service area in the Township of Brick and the Ramtown section of the Township of Howell. The scope of the project includes the purchase of approximately 11,560 water meters and appurtenances. The meters will include the following sizes: 3/4-inch, 1-inch, 1-1/2-inch and 2-inch. The water meters will replace-in-kind existing brass water meters at individual customer homes or within existing external meter pits. The funding request is for the purchase of the meters equipment only and not for installation. | 11561 | 2019-11-01 |  | 1229 | 0 | 0 | 0 | 0 | 0 | 0 | 0 | 0 | 0 | 0 | 0 | 0 | 0 | 0 | 0 | 0 | 0 | 0 | 0 | 0 | 1593407 | 0 | 1593407 | Brick Township | 40.0474 | -74.1154 | 100
293 | Region 3 | Pennsylvania | Stormwater Authority of the City of Chester | 78023 | Loan | Not Applicable | Initial Agreement | 2020-02-04 | 9980156 | 2020-02-04 | 9980156 | No | No | 0 |  | Chester City SW Auth - Comprehensive Infrastructure Project - Phase 1 | This project will provide for the selective replacement of inlets, piping and outfalls. The project will consist of approximately 9,500 l.f. of pipe, 65 catch basins, 200 manholes, and roadway restoration. Also, water quality devices, such as porous panels, inlet inserts and filter, will be installed to remove trash and sediment form the system and to remove pollutants from the water. | 34046 | 2020-02-05 |  | 1230 | 0 | 0 | 0 | 0 | 0 | 0 | 0 | 0 | 0 | 0 | 0 | 0 | 0 | 0 | 0 | 0 | 0 | 0 | 9980156 | 0 | 0 | 0 | 9980156 | Chester, Pennsylvania | 39.8527 | -75.3607 | 100 | Yes
294 | Region 3 | Pennsylvania | Rochester Area Joint Sewer Authority | 71440 | Loan | Not Applicable | Initial Agreement | 2020-01-30 | 51971471 | 2020-01-30 | 51971471 | Yes | Yes | 1592241 | Rochester Borough sewage treatment plant | Rochester Area JSA Long Term Control Plan | This is a construction project to modify the existing Rochester Borough sewage treatment plant (STP), Center Street pump station, West Madison Street pump station and force main, and Freedom Borough pump station and force main in compliance with a Department approved Combined Sewer Overflow Long Term Control Plan (CSO LTCP). | 8500 | 2020-02-10 | 2022-07-01 | 1235 | 0 | 13789697.18 | 0 | 5073715.09 | 0 | 33108058.73 | 0 | 0 | 0 | 0 | 0 | 0 | 0 | 0 | 0 | 0 | 0 | 0 | 0 | 0 | 0 | 0 | 51971471 | Rochester, Pennsylvania | 40.7047 | -80.2778 | 100
295 | Region 2 | New Jersey | Somerset Raritan Valley SA | 340801-09 | Loan | Not Applicable | Amendment | 2020-01-16 | 5093518 | 2022-06-23 | 5396226 | No | No | 0 | Somerset Raritan Valley Sewerage Authority | Plantwide Electrical Rehabilitation Project | The Somerset Raritan Valley Sewerage Authority (SRVSA) is pursuing financial assistance from the New Jersey Water Bank (NJWB) for the planning, design and construction of various treatment plant improvements to rehabilitate and/or replace aged equipment and structures at the SRVSA's regional WWTP. Due to the age of wastewater treatment plant equipment and infrastructure, replacement and rehabilitation are necessary for the continued operation of the SRVSA's WWTP. The project scope includes construction of a pitched roof over the existing flat roof on the Headworks Building, replacement of two existing grit collection systems in the Headworks Building and rehabilitation of existing plant-wide electrical systems, including motor control centers, conduits and conductors, as well as indoor and outdoor facility lighting. | 117000 | 2019-10-02 |  | 1248 | 0 | 0 | 0 | 0 | 0 | 5396226 | 0 | 0 | 0 | 0 | 0 | 0 | 0 | 0 | 0 | 0 | 0 | 0 | 0 | 0 | 0 | 0 | 5396226 | 50 Polhemus Ln, Bridgewater, New Jersey, 08807 | 40.5552 | -74.5728 | 100
296 | Region 2 | New Jersey | North Hudson SA | 340952-31 | Loan | Not Applicable | Amendment | 2020-01-09 | 74550 | 2022-12-22 | 531028 | No | Yes | 265514 |  | Green Infrastructure Improvements | The project includes construction of green infrastructure (GI) in order to reduce combined sewer overflows (CSO) at three sites in Weehawken, West New York, and Union City in Hudson County, New Jersey. The three GI project sites will include green stormwater infrastructure such as rain gardens, stormwater planters, porous asphalt and tree pits. | 120000 | 2020-01-09 | 2022-05-15 | 1259 | 0 | 0 | 0 | 0 | 0 | 0 | 0 | 0 | 0 | 0 | 0 | 0 | 0 | 0 | 0 | 0 | 0 | 0 | 0 | 531028 | 0 | 531028 | 0 | 1600 Adams St, Hoboken, New Jersey, 07030 | 40.756 | -74.0321 | 100
297 | Region 2 | New Jersey | Hopatcong Borough | 340488-07 | Loan | Not Applicable | Amendment | 2019-12-12 | 75000 | 2022-12-22 | 74520 | No | Yes | 74520 | Borough of Hopatcong Sanitary Sewer System | Borough of Hopatcong - Sewer Asset Management Plan | The Borough of Hopatcong wishes to create and implement a Sanitary Sewer System Asset Management Plan through funding available from the (CW) Asset Management Plan Development; for Small CW Systems; populations <10,000. The Borough of Hopatcong (the Borough) owns, operates, and maintains a sanitary sewerage distribution system which benefits approximately 9,000 residents through approximately 3,000 connections. The Borough's sanitary sewer system consists of transmission mains, force mains, low pressure sewers, lateral connections, and pumping stations. The Borough wishes to report upon sound fundamentals in the planning, operation, maintenance, and reinvestment of its sanitary sewer system to assure a reliable sanitary sewer system to its customers, and potential customers. The Borough proposes to proceed with the following program of activities at this time: 1. Preparation of a Sanitary Sewer System Asset Management Plan 2. Geographic Information System (GIS) Update | 10000 | 2019-06-05 | 2020-10-31 | 1265 | 0 | 0 | 0 | 0 | 0 | 0 | 74520 | 0 | 0 | 0 | 0 | 0 | 0 | 0 | 0 | 0 | 0 | 0 | 0 | 0 | 0 | 0 | 74520 | Hopatcong, New Jersey | 40.9336 | -74.6603 | 100 | Yes
298 | Region 2 | New Jersey | Buena Borough MUA | 340518-06 | Loan | Not Applicable | Amendment | 2019-12-10 | 98000 | 2022-06-23 | 1264722 | No | No | 0 | Buena Borough Municipal Utilities Authority's Sanitary Sewer System | Rehabilitation of Pump Stations #1, #2, & #3 and Waste Water Treatment Plant Grit System | This project consists of the planning, design and construction of various improvements to sanitary sewer pump stations 1, 2 and 3, including structural, mechanical and electrical component upgrades at each pump station; the installation of flow meters at each pump station; grit removal system upgrades at pump station 1; and all work and materials necessary therefor or incidental thereto.. Pump replacements with premium efficiency motors will result in energy savings. | 4603 | 2019-12-09 |  | 1274 | 0 | 0 | 0 | 0 | 0 | 0 | 1264722 | 0 | 0 | 0 | 0 | 0 | 0 | 0 | 0 | 0 | 0 | 0 | 0 | 0 | 0 | 0 | 1264722 | Buena, New Jersey | 39.5212 | -74.9482 | 100 | Yes
299 | Region 2 | New Jersey | University Hospital | 340500-03 | Loan | Not Applicable | Amendment | 2019-12-04 | 855000 | 2022-12-22 | 7270809 | No | No | 0 |  | RBHS Newark Cogeneration Plant Upgrade | University Hospital is pursuing financial assistance from the New Jersey Water Bank for replacement of their existing co-generation plant turbines that have reached the end of their useful service life. These turbines use an antiquated water injection system to reduce NOX, which is disallowed under current DEP rules. The existing turbines will be replaced with three (3) Solar Mercury 50 Turbines with duct fired slant tube heat recovery steam generators with an increased capacity of 2.8 MW, a new gas compressor, new controls and connections, switch gear, and building alterations of University Hospital's combined heat and power building. The updated technology will result in a fifty percent decrease in emissions and save the Hospital 8 million gallons of water per year. Overall, the upgrades will reduce the usage of potable water and the subsequent discharge of wastewater, significantly reduce airborne pollutants, and provide a resilient source of power to existing onsite infrastructure such as wastewater pumping stations, ejector pumps, stormwater sump pumps, and potable water systems. The project will be constructed under a design-build contract. This loan action authorizes costs to complete the detailed project planning and design activities necessary to advance the construction of the project. | 29000 | 2019-11-27 | 2022-11-01 | 1275 | 0 | 0 | 0 | 0 | 0 | 0 | 0 | 0 | 7270809 | 0 | 0 | 0 | 0 | 0 | 0 | 0 | 0 | 0 | 0 | 0 | 0 | 0 | 7270809 | University Hospital | 40.739 | -74.1917 | 100
300 | Region 3 | Pennsylvania | BEDFORD BOROUGH MUNICIPAL AUTH | 75350 | Loan | Not Applicable | Final Agreement | 2019-11-26 | 6401934 | 2022-02-25 | 6203637.92 | Yes | Yes | 2427879 | Bedford Borough MA Collection System | Bedford Borough MA - Sanitary Sewer Improvements Project | This is a sanitary sewer rehabilitation project to correct existing defective sewers in the Borough of Bedford and a small portion of Bedford Township. The Borough plans to replace approximately 30,000 linear feet of sewer collection line with polyvinyl chloride pipe. | 2653 | 2019-10-14 | 2022-03-01 | 1279 | 0 | 0 | 0 | 0 | 0 | 0 | 6203637.92 | 0 | 0 | 0 | 0 | 0 | 0 | 0 | 0 | 0 | 0 | 0 | 0 | 0 | 0 | 0 | 6203637.92 | Borough of Bedford, Pennsylvania | 40.0149 | -78.5033 | 97.04
301 | Region 3 | Delaware | Kent County | CW-2017-018 | Loan | Not Applicable | Initial Agreement | 2019-11-22 | 2423100 | 2019-11-22 | 2423100 | No | No | 0 |  | Route 13 FM Rehabiliation | The project is the purchase of materials for the forcemain, administration, engineering, and inspection costs. Pipe materials include 3,950 LF of 18 PVC, 11,450 LF of 20 PVC, fittings and valves. | 176824 | 2018-10-01 |  | 1281 | 0 | 0 | 0 | 0 | 0 | 0 | 2423100 | 0 | 0 | 0 | 0 | 0 | 0 | 0 | 0 | 0 | 0 | 0 | 0 | 0 | 0 | 0 | 2423100 | Kent County, Delaware | 39.096 | -75.5041 | 100 | Yes
302 | Region 3 | Delaware | Kent County | CW-2016-006 | Loan | Not Applicable | Initial Agreement | 2019-11-22 | 1023000 | 2019-11-22 | 1023000 | No | No | 0 |  | Air Blower Optimization Project | The County commissioned Hazen and Sawyer, P.C. to prepare a Preliminary Engineering Report (PER) to the study of the existing blower system and to identify potential upgrades that could result in significant energy savings. The scope of work for implementing the aeration system optimizations included: (1) a detailed study of the existing system and (2) identification of potential upgrade options. Operational data was reviewed to develop annual and seasonal aeration needs for both the current and future flows at the facility. Blower technologies were reviewed and compared to identify advantages and disadvantages of each. Control system options and electrical system options were also evaluated. Alternatives were developed for aeration system optimization. The results of this study by Hazen and Sawyer, P.C. indicate that a significant energy savings (20-25%) can be realized by replacing two of the existing multistage blowers with similarly sized turbo blowers. The project improvements require replacement of two existing blowers with two turbo blowers, piping modifications, electrical/control improvements, and minor improvements to the existing blower building. Design documents (up to 80% completion level) were then developed. The planning and design for this project was implemented using a DNREC Wastewater Matching Planning Grant to reach 80% design level as initial funding. Once appropriate funding sources are secured, the project may proceed through design completion and construction. | 130000 | 2020-03-15 |  | 1282 | 0 | 0 | 0 | 0 | 0 | 0 | 0 | 1023000 | 0 | 0 | 0 | 0 | 0 | 0 | 0 | 0 | 0 | 0 | 0 | 0 | 0 | 0 | 1023000 | Kent County, Delaware | 39.096 | -75.5041 | 100 | Yes
303 | Region 2 | New Jersey | Lakewood Twp MUA | 340465-02 | Loan | Not Applicable | Amendment | 2019-11-21 | 4023527 | 2021-06-10 | 3277894 | No | No | 0 | Lakewood Township Municipal Utilities Authority | Sewer Line Project | The proposed project consists of two contracts: Contract 1 is the construction of 5,200 linear feet of new sanitary sewer along Vassar Avenue and Contract 2 is the construction of 2,687 linear feet of new sanitary sewer along East County Line Road and removal of existing pump stations. | 500 | 2019-09-30 |  | 1283 | 0 | 0 | 0 | 3277894 | 0 | 0 | 0 | 0 | 0 | 0 | 0 | 0 | 0 | 0 | 0 | 0 | 0 | 0 | 0 | 0 | 0 | 0 | 3277894 | Lakewood Township, New Jersey | 40.0979 | -74.2176 | 100
304 | Region 2 | New Jersey | Musconetcong SA | 340384-09 | Loan | Not Applicable | Amendment | 2019-11-21 | 415987 | 2023-10-25 | 5887284 | No | No | 0 | Musconectcong Sewerage Authority Wastewater Treatment Plant | Musconetcong Sewerage Authority Wastewater Treatment Plant Improvements | The Musconetcong Sewerage Authority (MSA) is currently planning to perform capital improvement projects at their existing wastewater treatment plant including a new Influent Screening Facility and the replacement of the plant effluent Micro-Strainers. In addition, the MSA plans to acquire a total of nineteen (19) pumps through the Passaic Valley Sewerage Authority Co-Op. | 35737 | 2019-10-16 |  | 1284 | 5887284 | 0 | 0 | 0 | 0 | 0 | 0 | 0 | 0 | 0 | 0 | 0 | 0 | 0 | 0 | 0 | 0 | 0 | 0 | 0 | 0 | 0 | 5887284 | Musconetcong, New Jersey | 40.854 | -74.8291 | 100 | Yes
305 | Region 3 | Pennsylvania | North East Borough Sewer Authority | 75354 | Loan | Not Applicable | Final Agreement | 2019-11-19 | 12618000 | 2023-04-25 | 12417817.38 | No | No | 0 | The North East Borough Site 2 wastewater treatment plant | North East Boro SA - Wastewater System Improvements | The proposed project is for the installation of a new wastewater pump station, force main, and outfall to convey the treated wastewater from the North East Borough Site 2 treatment facility to a location approximately 2,700 feet offshore in Lake Erie. The effluent pump station will have a design capacity of approximately 3,500 gallons per minute. The force main will be approximately 6700 linear feet in total length and be 18-inches in diameter. | 4500 | 2019-11-15 | 2021-05-15 | 1285 | 0 | 0 | 0 | 0 | 0 | 12417817.38 | 0 | 0 | 0 | 0 | 0 | 0 | 0 | 0 | 0 | 0 | 0 | 0 | 0 | 0 | 0 | 0 | 12417817.38 | North East, Pennsylvania | 42.216 | -79.8345 | 100
306 | Region 2 | New Jersey | Passaic Valley SC | 340689-48 | Loan | Not Applicable | Amendment | 2019-11-07 | 772940 | 2021-06-10 | 713740 | No | No | 0 | Passaic Valley Sewerage Commission | Crane Procurement | Hydraulic mobile crane procurement for use by PVSC to maintain its treatment plant and collection system operations. | 1534341 | 2019-09-25 |  | 1295 | 0 | 0 | 0 | 0 | 0 | 713740 | 0 | 0 | 0 | 0 | 0 | 0 | 0 | 0 | 0 | 0 | 0 | 0 | 0 | 0 | 0 | 0 | 713740 | 600 Wilson Ave, Newark, New Jersey, 07105 | 40.7143 | -74.1345 | 100
307 | Region 2 | New Jersey | Passaic Valley SC | 340689-45 | Loan | Not Applicable | Initial Agreement | 2019-11-07 | 5999408 | 2019-11-07 | 5999408 | No | No | 0 |  | Sludge Storage Improvements | The project includes improvements and rehabilitation of PVSC's Sludge Storage Tanks #1 and #2. The work includes,but is not necessarily limited to, recoating and repairing the interior of the tanks, removing the existing lead paint on the exterior of the tanks, recoating them, pump and well improvements and performing miscellaneous structural repairs. The project also includes the installation of new piping, valving and/or pumping as necessary to provide additional connections and process flexibility. | 1534341 | 2019-05-28 |  | 1296 | 0 | 0 | 0 | 0 | 0 | 5999408 | 0 | 0 | 0 | 0 | 0 | 0 | 0 | 0 | 0 | 0 | 0 | 0 | 0 | 0 | 0 | 0 | 5999408 | 600 Wilson Ave, Newark, New Jersey, 07105 | 40.7143 | -74.1345 | 100
308 | Region 3 | Pennsylvania | Lower Paxton Township | 75343 | Loan | Not Applicable | Initial Agreement | 2019-10-30 | 13278195 | 2019-10-30 | 13278195 | No | No | 0 |  | Lower Paxton Twp - Mini-Basins BC-2A/B/C, 5B & SC-2B Sanitary Sewer Replacement | The proposed construction projects are part of Lower Paxtons inflow and infiltration (I/I) reduction program. Sewer collection system repair, rehabilitation, replacement, and lining work will be performed for the mini-basins in Lower Paxtons Beaver Creek (BC - 2A, 2B, 2C and 5B) and Spring Creek (SP - 2B) basins to meet the expectations described in The Second Amendment to the Second Consent Decree and corrective action plan (CAP) for significant and cost-effective I/I reductions. | 46771 | 2019-10-10 |  | 1300 | 0 | 0 | 10515250 | 0 | 0 | 0 | 2762945 | 0 | 0 | 0 | 0 | 0 | 0 | 0 | 0 | 0 | 0 | 0 | 0 | 0 | 0 | 0 | 13278195 | Lower Paxton Township, Pennsylvania | 40.3183 | -76.7983 | 100
309 | Region 2 | New Jersey | Bergen County UA | 340386-25 | Loan | Not Applicable | Amendment | 2019-10-25 | 199318 | 2021-10-25 | 2385464 | No | No | 0 | Little Ferry Water Pollution Control Facility | Northern Valley Force Main Improvements | BCUA performed a condition assessment of 42-inch prestressed concrete cylinder (PCCP) pipe in its Northern Valley Force Main (NVFM) and identified segments of PCCP that are need of replacement and installation of air release valves in its NVFM and Northvale force mains.The project involves planning and design activities. | 563365 | 2019-09-23 |  | 1302 | 0 | 0 | 0 | 0 | 0 | 0 | 2385464 | 0 | 0 | 0 | 0 | 0 | 0 | 0 | 0 | 0 | 0 | 0 | 0 | 0 | 0 | 0 | 2385464 | Bergen County, New Jersey | 40.9598 | -74.0744 | 100
310 | Region 2 | New Jersey | Bergen County UA | 340386-24 | Loan | Not Applicable | Amendment | 2019-10-24 | 79193 | 2023-11-01 | 1718173 | No | No | 0 | Little Ferry Water Pollution Control Facility | Tank Header Improvements | The project involves planning and design activities associated with the replacement of failing 24 inch diameter air header pipes (existing headers, supports, pipe connections, valves, downspouts and expansion joints to be replaced) for the main header in the pipe gallery of Tanks 7, 8, 9 and 10 and piping going to Tank 12 and Tank 13. The planning and design loan will provide financing for the scheduling, design phase services which includes scheduling meetings, preparation of plans/specs, and cost estimation. | 563365 | 2019-08-14 |  | 1303 | 0 | 0 | 0 | 0 | 0 | 1718173 | 0 | 0 | 0 | 0 | 0 | 0 | 0 | 0 | 0 | 0 | 0 | 0 | 0 | 0 | 0 | 0 | 1718173 | Bergen County, New Jersey | 40.9598 | -74.0744 | 100
311 | Region 2 | New Jersey | Spotswood Borough | 340510-01 | Loan | Not Applicable | Amendment | 2019-10-23 | 1968271 | 2022-12-22 | 1218211 | No | No | 0 |  | COTTAGE STREETS AREA INFRASTRUCTURE IMPROVEMENTS | The project consists of the rehabilitation of portions of the existing sanitary sewer collection system, construction of a stormwater management system and the installation of curbs and road widening for the Cottage Streets Area in Spotswood, New Jersey. The rehabilitation of the sanitary sewer will increase operational efficiency and reliability. Construction of a storm system will prevent ponding in the area caused by storm events. | 200 | 2019-07-31 | 2020-07-01 | 1304 | 0 | 0 | 0 | 0 | 0 | 0 | 176539 | 0 | 0 | 0 | 0 | 0 | 0 | 0 | 0 | 0 | 0 | 0 | 1041672 | 0 | 0 | 0 | 1218211 | Spotswood, New Jersey | 40.3916 | -74.3903 | 100
312 | Region 3 | Pennsylvania | Greenfield Township Sewer Authority | 75353 | Loan | Not Applicable | Final Agreement | 2019-10-18 | 2000000 | 2022-09-05 | 1631834.77 | No | No | 0 | Greenfield Township Sewer Authority Wastewater Treatment Plant | Greenfield Township Sewer Authority Wastewater Treatment Plant WWTP Upgrades | Project includes new influent screen/splitter box, fine pore aeration system (SBR & aerobic digester), SBR decanters, sludge pumps, 15hp aeration blowers w/VFD's, UV disinfection control panel, miscelaneous electrical and mechanical improvements, and new control building roof. | 1443 | 2019-10-15 | 2020-11-01 | 1309 | 0 | 0 | 0 | 0 | 0 | 1631834.77 | 0 | 0 | 0 | 0 | 0 | 0 | 0 | 0 | 0 | 0 | 0 | 0 | 0 | 0 | 0 | 0 | 1631834.77 | Greenfield Township, Pennsylvania | 40.3127 | -78.5082 | 100
313 | Region 3 | Pennsylvania | Confluence Borough Municipal Authority | 75341 | Loan | Not Applicable | Amendment | 2019-09-24 | 4637132 | 2023-04-25 | 4965035 | Yes | No | 0 | Confluence Borough Collection System | Confluence Borough Sewer System Improvement Project | Replace the existing collection system with a low-pressure sewer system. Treatment will be provided at the existing Confluence Borough sewage treatment plant. Environmental benefits include reducing the flow of untreated or inadequately treated sewage to the Borough's waterways. | 750 | 2019-10-01 | 2020-10-01 | 1324 | 0 | 0 | 0 | 0 | 0 | 0 | 4965035 | 0 | 0 | 0 | 0 | 0 | 0 | 0 | 0 | 0 | 0 | 0 | 0 | 0 | 0 | 0 | 4965035 | Confluence, Pennsylvania | 39.8158 | -79.3518 | 100
314 | Region 3 | Pennsylvania | Lower Swatara Township | 78002 | Loan | Not Applicable | Initial Agreement | 2019-09-11 | 4598000 | 2019-09-11 | 4598000 | No | No | 0 | Lower Swatara Twp Storm Sewer System | Lower Swatara Township - Rosedale Drainage Improvements | The project consists of the existing 24 diameter smooth-lined corrugated polyethylene pipe (SLCPP) outfall being replaced with a 48 diameter SLCPP, the installation of 7245 lf on new storm sewer, and 210 lf of drainage swales. | 8268 | 2019-10-15 | 2021-06-11 | 1325 | 0 | 0 | 0 | 0 | 0 | 0 | 0 | 0 | 0 | 0 | 0 | 0 | 0 | 0 | 0 | 0 | 0 | 0 | 4598000 | 0 | 0 | 0 | 4598000 | Lower Swatara Township, Pennsylvania | 40.2188 | -76.7601 | 100
315 | Region 3 | Delaware | Sussex County Council | CW-2018-003 | Loan | Not Applicable | Amendment | 2019-09-06 | 3135379 | 2022-06-23 | 4464379 | Yes | Yes | 3270000 |  | Mulberry Knoll Sanitary Sewer District | Mulberry Knoll Sanitary Sewer District - Septic elimination and connection to central sewer | 158 | 2022-07-01 | 2023-12-01 | 1327 | 0 | 0 | 0 | 4464379 | 0 | 0 | 0 | 0 | 0 | 0 | 0 | 0 | 0 | 0 | 0 | 0 | 0 | 0 | 0 | 0 | 0 | 0 | 4464379 | Sussex County, Delaware | 38.6831 | -75.3396 | 100
316 | Region 3 | Delaware | Sussex County Council | CW-2018-002 | Loan | Not Applicable | Initial Agreement | 2019-09-06 | 5691821 | 2019-09-06 | 5691821 | Yes | Yes | 3396000 | Joy Beach Expanson | Joy Beach Expansion of the Angola Neck Sanitary Sewer District | Joy Beach Expansion -Angola Neck Sanitary Sewer District - Septic elimination and connection to central sewer | 330 |  |  | 1328 | 0 | 0 | 0 | 5691821 | 0 | 0 | 0 | 0 | 0 | 0 | 0 | 0 | 0 | 0 | 0 | 0 | 0 | 0 | 0 | 0 | 0 | 0 | 5691821 | Sussex County, Delaware | 38.6831 | -75.3396 | 100
317 | Region 2 | New Jersey | Hamburg Borough | 340149-03 | Loan | Not Applicable | Initial Agreement | 2019-08-28 | 85000 | 2019-08-28 | 85000 | No | Yes | 85000 | Hamburg sewer system | Sanitary Sewer System Asset Management Plan | The Borough of Hamburg wishes to create and implement a Sanitary Sewer System Asset Management Plan through funding available from the (CW) Asset Management Plan Development for Small CW Systems. The Borough wishes to report upon sound fundamentals in the planning, operation, maintenance, and reinvestment of its sanitary sewer system to assure a reliable sanitary sewer system to its customers and potential customers. Wastewater System Asset Management Plans are important for municipalities to drive the inspection, maintenance, repair of and renewal of their infrastructure consistent with regulatory standards. The Asset Management Plan will fully document the overall condition and operation of the wastewater system and identify the priority and budgetary costs of future capital investments. The Asset Management Plan will evaluate the physical, demographic, renewal (replacement or rehabilitation), regulatory, operational efficiency, safety, and security planning drivers to identify capital investment needs into the future (15 years). The Borough proposes to proceed with the following program at this time: 1. Preparation of a Sanitary Sewer System Asset Management Plan 2. Condition assessment of collection system (via flow metering & inspection) 3. Geographic Information System (GIS) Update. | 3200 | 2019-06-03 |  | 1335 | 0 | 0 | 0 | 0 | 0 | 0 | 85000 | 0 | 0 | 0 | 0 | 0 | 0 | 0 | 0 | 0 | 0 | 0 | 0 | 0 | 0 | 0 | 85000 | Hamburg, New Jersey | 41.1535 | -74.5762 | 100
318 | Region 3 | Pennsylvania | Municipality of Bethel Park | 78022 | Loan | Not Applicable | Initial Agreement | 2019-08-27 | 1049834 | 2019-08-27 | 1049834 | No | No | 0 | Bethel Park Storm Sewer System | Bethel Park Stormwater Phase 1 | The project consists of new underground detention tanks, rain gardens, and the rehabilitation of existing detention tanks. These BMPs will reduce peak flow of stormwater and flooding. | 12200 | 2019-09-10 | 2020-10-01 | 1338 | 0 | 0 | 0 | 0 | 0 | 0 | 0 | 0 | 0 | 0 | 0 | 0 | 0 | 0 | 0 | 0 | 0 | 0 | 649834 | 400000 | 0 | 400000 | 649834 | Bethel Park, Pennsylvania | 40.3336 | -80.0241 | 100
319 | Region 2 | New Jersey | Lambertville SA | 340882-10 | Loan | Not Applicable | Amendment | 2019-08-21 | 544554 | 2021-11-23 | 468480 | No | Yes | 100000 | Lambertville Municipal Utilities Authority | 2019 Sanitary Sewer Collection System Rehabilitation | Lambertville Municipal Utilities Authority (LMUA) is pursuing financial assistance from the New Jersey Water Bank for rehabilitation via cured-in-place (CIP) lining of approximately 1,450 linear feet of existing 8" diameter vitrified clay sanitary sewers in North Union Street, between Delevan Street and York Street, and in Swan Street, between South Union Street and Route 179 (Contract 2 of 2). The repair is necessary to eliminate potential sanitary sewer discharges to surrounding water bodies and to protect human health and the environment. This project also includes the creation of an asset management plan for LMUA (Contract 1 of 2). | 1000 | 2019-06-12 |  | 1349 | 0 | 0 | 0 | 0 | 0 | 0 | 468480 | 0 | 0 | 0 | 0 | 0 | 0 | 0 | 0 | 0 | 0 | 0 | 0 | 0 | 0 | 0 | 468480 | Lambertville, New Jersey | 40.3661 | -74.9428 | 100 | Yes
320 | Region 2 | New Jersey | Mount Laurel Twp MUA | 340943-06 | Loan | Not Applicable | Amendment | 2019-08-21 | 1074741 | 2023-10-29 | 6776686 | No | No | 0 | Hartford Road Water Pollution Control Facility and Pump Stations throughout the Township | Sewer System Improvement Project (Bundle 1) | The project includes primary and secondary clarifier rehabilitation, conversion of warehouse to vehicle storage facility, belt filter press control panel replacement, heat tracing and insulation replacement, building roof replacements, Orbal aerator repairs, lightning protection, plant lighting replacement, conversion of storage building to plant laboratory, rehabilitation of two off-site sewage pumping stations and installation of PLC based monitoring system at 30 sewage pump stations. Contract 2: The proposed improvements consist of modification of the building's framing and siding, installation of additional driveway and garage door, modification of the building's electrical room, installation of new bollards and demolition of various items within the warehouse. Contract 3: The proposed improvements include insulating the building walls, installing case work and sink, new lighting and HVAC equipment. Contract 4: The contract work consists of the replacement of control panels, gravity belt motors and pressure belt motors for the three (3) filter presses. | 83602 | 2019-04-29 |  | 1350 | 0 | 0 | 0 | 0 | 0 | 6776686 | 0 | 0 | 0 | 0 | 0 | 0 | 0 | 0 | 0 | 0 | 0 | 0 | 0 | 0 | 0 | 0 | 6776686 | Mount Laurel Township, New Jersey | 39.9484 | -74.9047 | 100 | Yes
321 | Region 2 | New Jersey | Long Branch SA | 340336-09 | Loan | Not Applicable | Amendment | 2019-08-14 | 305880 | 2021-05-03 | 2625918 | No | No | 0 | Collection System | 2018 Capital Improvements Projects - Collection System | This loan application comprises three projects, including: 1) Inflow/Infiltration (I/I) Study and Rehabilitation Project: the evaluation of inflow and infiltration, flow metering, sewer cleaning, television inspection and collection system rehabilitation/replacement. A report will be prepared after completion of the system evaluation documenting findings and recommendations; 2) Hoey Avenue Pump Station Force Main Replacement Project: the replacement of the existing 3,850 LF of 14" force main. The main will be rerouted to stay within the public right-of-way. Upgrades of the pump station are also proposed; 3) Sanitary Sewer Railroad Crossing Investigation/Rehabilitation Project: the evaluation and possible rehabilitation of the railroad/sewer crossings. Design for rehabilitation of pipe at the crossings will be performed based upon the recommendations from the Inspection Reports generated by TV inspections. | 32500 | 2019-08-13 |  | 1351 | 0 | 0 | 0 | 0 | 0 | 0 | 2625918 | 0 | 0 | 0 | 0 | 0 | 0 | 0 | 0 | 0 | 0 | 0 | 0 | 0 | 0 | 0 | 2625918 | Long Branch, New Jersey | 40.304 | -73.9928 | 100
322 | Region 2 | New Jersey | Long Branch SA | 340336-08 | Loan | Not Applicable | Amendment | 2019-08-14 | 105500 | 2021-08-11 | 1630828 | No | No | 0 | Wastewater Treatment Plant | 2018 Capital Improvements Projects - Wastewater Treatment Plant | This loan application comprises two projects, including 1) WWTP Hot Water Piping System and Final Settling Tank Mechanical Improvements Project: the replacement of and modification to the existing underground hot water piping system providing hot water supply and return services. Then abandon in place water supply and return services from the Plant Control Building to Sludge Handling Building. The Final Settling Tank sludge collector drives will then be replaced with modern and separate drive systems for sludge long collectors and sludge cross collectors as required; and, 2) Sludge Holding System Improvements Project: improvements to the sludge holding tank and piping system. This entails demolition of internal installations, then a rehabilitation of the tank chamber interior as required for new operation. A Sludge Mixing System will be installed within the proposed Sludge Holding Tank along with a new cover over the tank, vent system, and Sludge Transfer Pump and Pump Controls. | 32550 | 2019-08-13 |  | 1352 | 0 | 0 | 0 | 0 | 0 | 1630828 | 0 | 0 | 0 | 0 | 0 | 0 | 0 | 0 | 0 | 0 | 0 | 0 | 0 | 0 | 0 | 0 | 1630828 | Long Branch, New Jersey | 40.304 | -73.9928 | 100
323 | Region 3 | Pennsylvania | Howe Township Municipal Authority | 75333 | Loan | Not Applicable | Final Agreement | 2019-08-01 | 6136000 | 2023-04-25 | 5749974.15 | Yes | Yes | 2981510 | Howe Twp Sewer System | Howe Twp MA - Sanitary Sewer System | The project will provide public sewer service to 146 existing equivalent dwelling units (EDUs), consisting of residential, commercial, and institutional flow. The sanitary sewer collection system will consist of approximately 6,724 feet of gravity sewer, 7,253 feet of low pressure sewer, 8,532 feet of force main, and three pump stations. The Howe Township collection system will be connected to the Newport Borough Municipal Authority (NMBA) wastewater treatment plant (WWTP). It is also anticipated that the Newport Borough Municipal Authoritys facilities would be expanded to handle the additional wastewater plus an allocation for future flows. A 5,000 gallon per day (gpd) package WWTP will be decommissioned as part of this project | 184 | 2019-08-26 | 2023-04-01 | 1356 | 0 | 0 | 0 | 4714916.73 | 1035057.42 | 0 | 0 | 0 | 0 | 0 | 0 | 0 | 0 | 0 | 0 | 0 | 0 | 0 | 0 | 0 | 0 | 0 | 5749974.15 | Howe Township, Pennsylvania | 41.5765 | -79.0814 | 100
324 | Region 3 | Pennsylvania | Borough of Yeadon | 75331 | Loan | Not Applicable | Initial Agreement | 2019-07-31 | 1782451.01 | 2019-07-31 | 1782451.01 | No | No | 0 | PHILA SW-YEADON COLL SYS | Yeadon Boro - Sanitary Sewer System Rehabilitation | Replacement of approximately 10,125 LF of sewer main ranging in size from 8", 10", and 12" VCP, 39 manholes rehabilitates, and 217 street laterals will be replaced, and appurtenances, as needed. Nineteen curb cut ramps will be installed in accordance with PennDOT standards as the law requires ramps to be installed when we do construction activity in the vicinity of ramps. Environmental benefits include reducing the flow of untreated or inadequately treated sewage to the Borough's waterways. | 114430 | 2019-08-01 | 2021-02-01 | 1357 | 0 | 0 | 0 | 0 | 0 | 0 | 1782451.01 | 0 | 0 | 0 | 0 | 0 | 0 | 0 | 0 | 0 | 0 | 0 | 0 | 0 | 0 | 0 | 1782451.01 | Yeadon, Pennsylvania | 39.9365 | -75.2535 | 100 | Yes
325 | Region 2 | New Jersey | Essex Union Joint Meeting East Orange City | 340686-09A | Loan | Not Applicable | Amendment | 2019-07-30 | 66822 | 2023-06-16 | 391089 | Yes | No | 0 | Joint Meeting of Essex & Union Counties Wastewater Treatment Plant | Capital Improvements Projects 2019 | Capital Improvement Projects 2019 consisting of the three following projects: Waste Gas Burner Upgrades - Replacement of the existing waste gas burners at the Digester Building and Sludge Storage Tanks with state-of-the-art enclosed flares to meet current air emission permitting requirements. Miscellaneous Building Rehabilitation - Rehabilitation of various structures, including concrete repairs and/or reconstruction in the Screen House, Old Chlorine Building, Chlorination Building, Aeration Gallery and Waste Gas Building; replacement of brick veneer panels and supporting walls on the Dewatering Building; replacement of the coping and brick facade on the Sludge Storage Tanks. New Primary Tunnel Building Construction - Construction of a new building adjacent to the existing Primary Tunnel at the influent end of the Primary Settling Tanks to eliminate the confined space and replace severely corroded piping in the tunnel and installation of new primary sludge pumps. This loan action will provide financing to complete the detailed project planning and design activities necessary to advance the construction of the project. | 450000 | 2019-06-13 | 2024-11-27 | 1358 | 0 | 0 | 0 | 0 | 0 | 391089 | 0 | 0 | 0 | 0 | 0 | 0 | 0 | 0 | 0 | 0 | 0 | 0 | 0 | 0 | 0 | 0 | 391089 | East Orange, New Jersey | 40.7617 | -74.2084 | 100
326 | Region 2 | New Jersey | Essex Union Joint Meeting Elizabeth City | 340686-09B | Loan | Not Applicable | Amendment | 2019-07-30 | 800075 | 2023-06-16 | 3910891 | Yes | No | 0 | Joint Meeting of Essex & Union Counties Wastewater Treatment Plant | Capital Improvements Projects 2019 | Capital Improvement Projects 2019 consists of the three following projects: Waste Gas Burner Upgrades - Replacement of the existing waste gas burners at the Digester Building and Sludge Storage Tanks with state-of-the-art enclosed flares to meet current air emission permitting requirements. Miscellaneous Building Rehabilitation - Rehabilitation of various structures, including concrete repairs and/or reconstruction in the Screen House, Old Chlorine Building, Chlorination Building, Aeration Gallery and Waste Gas Building; replacement of brick veneer panels and supporting walls on the Dewatering Building; replacement of the coping and brick facade on the Sludge Storage Tanks. New Primary Tunnel Building Construction - Construction of a new building adjacent to the existing Primary Tunnel at the influent end of the Primary Settling Tanks to eliminate the confined space and replace severely corroded piping in the tunnel and installation of new primary sludge pumps. This loan action will provide financing to complete the detailed project planning and design activities necessary to advance the construction of the project. | 450000 | 2019-06-13 | 2024-11-27 | 1359 | 0 | 0 | 0 | 0 | 0 | 3910891 | 0 | 0 | 0 | 0 | 0 | 0 | 0 | 0 | 0 | 0 | 0 | 0 | 0 | 0 | 0 | 0 | 3910891 | Elizabeth, New Jersey | 40.6619 | -74.2117 | 100
327 | Region 2 | New Jersey | Essex Union Joint Meeting Hillside Twp | 340686-09C | Loan | Not Applicable | Amendment | 2019-07-30 | 102413 | 2023-06-16 | 564356 | No | No | 0 | Joint Meeting of Essex & Union Counties Wastewater Treatment Plant | Capital Improvements Projects 2019 | Capital Improvement Projects 2019 consists of the three following projects: Waste Gas Burner Upgrades - Replacement of the existing waste gas burners at the Digester Building and Sludge Storage Tanks with state-of-the-art enclosed flares to meet current air emission permitting requirements. Miscellaneous Building Rehabilitation - Rehabilitation of various structures, including concrete repairs and/or reconstruction in the Screen House, Old Chlorine Building, Chlorination Building, Aeration Gallery and Waste Gas Building; replacement of brick veneer panels and supporting walls on the Dewatering Building; replacement of the coping and brick facade on the Sludge Storage Tanks. New Primary Tunnel Building Construction - Construction of a new building adjacent to the existing Primary Tunnel at the influent end of the Primary Settling Tanks to eliminate the confined space and replace severely corroded piping in the tunnel and installation of new primary sludge pumps. This loan action will provide financing to complete the detailed project planning and design activities necessary to advance the construction of the project. | 450000 | 2019-06-13 | 2024-11-27 | 1360 | 0 | 0 | 0 | 0 | 0 | 564356 | 0 | 0 | 0 | 0 | 0 | 0 | 0 | 0 | 0 | 0 | 0 | 0 | 0 | 0 | 0 | 0 | 564356 | Hillside Township, New Jersey | 40.696 | -74.2287 | 100
328 | Region 2 | New Jersey | Essex Union Joint Meeting Irvington Twp | 340686-09D | Loan | Not Applicable | Amendment | 2019-07-30 | 271499 | 2023-06-16 | 1371287 | Yes | No | 0 | Joint Meeting of Essex & Union Counties Wastewater Treatment Plant | Capital Improvements Projects 2019 | Capital Improvement Projects 2019 consist of the three following projects: Waste Gas Burner Upgrades - Replacement of the existing waste gas burners at the Digester Building and Sludge Storage Tanks with state-of-the-art enclosed flares to meet current air emission permitting requirements. Miscellaneous Building Rehabilitation - Rehabilitation of various structures, including concrete repairs and/or reconstruction in the Screen House, Old Chlorine Building, Chlorination Building, Aeration Gallery and Waste Gas Building; replacement of brick veneer panels and supporting walls on the Dewatering Building; replacement of the coping and brick facade on the Sludge Storage Tanks. New Primary Tunnel Building Construction - Construction of a new building adjacent to the existing Primary Tunnel at the influent end of the Primary Settling Tanks to eliminate the confined space and replace severely corroded piping in the tunnel and installation of new primary sludge pumps. This loan action will provide financing to complete the detailed project planning and design activities necessary to advance the construction of the project. | 450000 | 2019-06-13 | 2024-11-27 | 1361 | 0 | 0 | 0 | 0 | 0 | 1371287 | 0 | 0 | 0 | 0 | 0 | 0 | 0 | 0 | 0 | 0 | 0 | 0 | 0 | 0 | 0 | 0 | 1371287 | Irvington Township, New Jersey | 40.7242 | -74.2318 | 100
329 | Region 2 | New Jersey | Essex Union Joint Meeting Newark City | 340686-09E | Loan | Not Applicable | Amendment | 2019-07-30 | 158427 | 2023-06-16 | 841584 | Yes | No | 0 | Joint Meeting of Essex & Union Counties Wastewater Treatment Plant | Capital Improvements Projects 2019 | Capital Improvement Projects 2019 consist of the three following projects: Waste Gas Burner Upgrades - Replacement of the existing waste gas burners at the Digester Building and Sludge Storage Tanks with state-of-the-art enclosed flares to meet current air emission permitting requirements. Miscellaneous Building Rehabilitation - Rehabilitation of various structures, including concrete repairs and/or reconstruction in the Screen House, Old Chlorine Building, Chlorination Building, Aeration Gallery and Waste Gas Building; replacement of brick veneer panels and supporting walls on the Dewatering Building; replacement of the coping and brick facade on the Sludge Storage Tanks. New Primary Tunnel Building Construction - Construction of a new building adjacent to the existing Primary Tunnel at the influent end of the Primary Settling Tanks to eliminate the confined space and replace severely corroded piping in the tunnel and installation of new primary sludge pumps. This loan action will provide financing to complete the detailed project planning and design activities necessary to advance the construction of the project. | 450000 | 2019-06-13 | 2024-11-27 | 1362 | 0 | 0 | 0 | 0 | 0 | 841584 | 0 | 0 | 0 | 0 | 0 | 0 | 0 | 0 | 0 | 0 | 0 | 0 | 0 | 0 | 0 | 0 | 841584 | Newark City | 40.7621 | -74.1707 | 100
330 | Region 2 | New Jersey | Essex Union Joint Meeting South Orange Village Twp | 340686-09F | Loan | Not Applicable | Amendment | 2019-07-30 | 70435 | 2023-06-16 | 400990 | No | No | 0 | Joint Meeting of Essex & Union Counties Wastewater Treatment Plant | Capital Improvements Projects 2019 | Capital Improvement Projects 2019 consist of the three following projects: Waste Gas Burner Upgrades - Replacement of the existing waste gas burners at the Digester Building and Sludge Storage Tanks with state-of-the-art enclosed flares to meet current air emission permitting requirements. Miscellaneous Building Rehabilitation - Rehabilitation of various structures, including concrete repairs and/or reconstruction in the Screen House, Old Chlorine Building, Chlorination Building, Aeration Gallery and Waste Gas Building; replacement of brick veneer panels and supporting walls on the Dewatering Building; replacement of the coping and brick facade on the Sludge Storage Tanks. New Primary Tunnel Building Construction - Construction of a new building adjacent to the existing Primary Tunnel at the influent end of the Primary Settling Tanks to eliminate the confined space and replace severely corroded piping in the tunnel and installation of new primary sludge pumps. This loan action will provide financing to complete the detailed project planning and design activities necessary to advance the construction of the project. | 450000 | 2019-06-13 | 2024-11-27 | 1363 | 0 | 0 | 0 | 0 | 0 | 400990 | 0 | 0 | 0 | 0 | 0 | 0 | 0 | 0 | 0 | 0 | 0 | 0 | 0 | 0 | 0 | 0 | 400990 | South Orange Village Township, New Jersey | 40.7491 | -74.2603 | 100
331 | Region 2 | New Jersey | Essex Union Joint Meeting Summit | 340686-09G | Loan | Not Applicable | Amendment | 2019-07-30 | 137526 | 2023-06-16 | 732673 | No | No | 0 | Joint Meeting of Essex & Union Counties Wastewater Treatment Plant | Capital Improvements Projects 2019 | Capital Improvement Projects 2019 consist of the three following projects: Waste Gas Burner Upgrades - Replacement of the existing waste gas burners at the Digester Building and Sludge Storage Tanks with state-of-the-art enclosed flares to meet current air emission permitting requirements. Miscellaneous Building Rehabilitation - Rehabilitation of various structures, including concrete repairs and/or reconstruction in the Screen House, Old Chlorine Building, Chlorination Building, Aeration Gallery and Waste Gas Building; replacement of brick veneer panels and supporting walls on the Dewatering Building; replacement of the coping and brick facade on the Sludge Storage Tanks. New Primary Tunnel Building Construction - Construction of a new building adjacent to the existing Primary Tunnel at the influent end of the Primary Settling Tanks to eliminate the confined space and replace severely corroded piping in the tunnel and installation of new primary sludge pumps. This loan action will provide financing to complete the detailed project planning and design activities necessary to advance the construction of the project. | 450000 | 2019-06-13 | 2024-11-27 | 1364 | 0 | 0 | 0 | 0 | 0 | 732673 | 0 | 0 | 0 | 0 | 0 | 0 | 0 | 0 | 0 | 0 | 0 | 0 | 0 | 0 | 0 | 0 | 732673 | Summit, New Jersey | 40.718 | -74.3587 | 100
332 | Region 2 | New Jersey | Essex Union Joint Meeting Union Twp | 340686-09H | Loan | Not Applicable | Amendment | 2019-07-30 | 295325 | 2023-06-16 | 1495049 | No | No | 0 | Joint Meeting of Essex & Union Counties Wastewater Treatment Plant | Capital Improvements Projects 2019 | Capital Improvement Projects 2019 consist of the three following projects: Waste Gas Burner Upgrades - Replacement of the existing waste gas burners at the Digester Building and Sludge Storage Tanks with state-of-the-art enclosed flares to meet current air emission permitting requirements. Miscellaneous Building Rehabilitation - Rehabilitation of various structures, including concrete repairs and/or reconstruction in the Screen House, Old Chlorine Building, Chlorination Building, Aeration Gallery and Waste Gas Building; replacement of brick veneer panels and supporting walls on the Dewatering Building; replacement of the coping and brick facade on the Sludge Storage Tanks. New Primary Tunnel Building Construction - Construction of a new building adjacent to the existing Primary Tunnel at the influent end of the Primary Settling Tanks to eliminate the confined space and replace severely corroded piping in the tunnel and installation of new primary sludge pumps. This loan action will provide financing to complete the detailed project planning and design activities necessary to advance the construction of the project. | 450000 | 2019-06-13 | 2024-11-27 | 1365 | 0 | 0 | 0 | 0 | 0 | 1495049 | 0 | 0 | 0 | 0 | 0 | 0 | 0 | 0 | 0 | 0 | 0 | 0 | 0 | 0 | 0 | 0 | 1495049 | Uniontown, New Jersey | 40.7209 | -75.1408 | 100 | Yes
333 | Region 2 | New Jersey | Essex Union Joint Meeting West Orange Twp | 340686-09I | Loan | Not Applicable | Amendment | 2019-07-30 | 187478 | 2023-06-16 | 960396 | No | No | 0 | Joint Meeting of Essex & Union Counties Wastewater Treatment Plant | Capital Improvements Projects 2019 | Capital Improvement Projects 2019 consist of the three following projects: Waste Gas Burner Upgrades - Replacement of the existing waste gas burners at the Digester Building and Sludge Storage Tanks with state-of-the-art enclosed flares to meet current air emission permitting requirements. Miscellaneous Building Rehabilitation - Rehabilitation of various structures, including concrete repairs and/or reconstruction in the Screen House, Old Chlorine Building, Chlorination Building, Aeration Gallery and Waste Gas Building; replacement of brick veneer panels and supporting walls on the Dewatering Building; replacement of the coping and brick facade on the Sludge Storage Tanks. New Primary Tunnel Building Construction - Construction of a new building adjacent to the existing Primary Tunnel at the influent end of the Primary Settling Tanks to eliminate the confined space and replace severely corroded piping in the tunnel and installation of new primary sludge pumps. This loan action will provide financing to complete the detailed project planning and design activities necessary to advance the construction of the project. | 450000 | 2019-06-13 | 2024-11-27 | 1366 | 0 | 0 | 0 | 0 | 0 | 960396 | 0 | 0 | 0 | 0 | 0 | 0 | 0 | 0 | 0 | 0 | 0 | 0 | 0 | 0 | 0 | 0 | 960396 | West Orange Township, New Jersey | 40.7894 | -74.2628 | 100
334 | Region 3 | Pennsylvania | Slippery Rock Municipal Authority | 75348 | Loan | Not Applicable | Final Agreement | 2019-07-02 | 1622500 | 2021-11-22 | 1336444.17 | No | No | 0 | Slippery Rock MA WWTP | Slippery Rock MA - Sanitary Sewer Line Replacement Project | Approximately 2,050 LF of sewage forcemain will be replaced at an existing forcemain with 6 inch HDPE SDR 21 pipe and will be installed parallel to the existing forcemain. Approximately 600 LF of 18 inch gravity sewer pipe will be replaced in-kind. In addition, the belt filter press will be replaced with a rotary press. Environmental benefits include reducing the flow of untreated or inadequately treated sewage to the Authority's waterways. | 4430 | 2019-07-08 | 2021-12-01 | 1372 | 0 | 0 | 0 | 0 | 0 | 0 | 1336444.17 | 0 | 0 | 0 | 0 | 0 | 0 | 0 | 0 | 0 | 0 | 0 | 0 | 0 | 0 | 0 | 1336444.17 | Slippery Rock, Pennsylvania | 41.0641 | -80.0565 | 100
335 | Region 3 | Delaware | NPS Agriculture Program | 2019NPSAG | Loan | Not Applicable | Initial Agreement | 2019-06-30 | 22418 | 2019-06-30 | 22418 | No | No | 0 |  | Agricultural Non Point Source Program | 319 Agriculture BMPs(poultry and dairy) Sussex County | 6 |  |  | 1373 | 0 | 0 | 0 | 0 | 0 | 0 | 0 | 0 | 0 | 22418 | 0 | 0 | 0 | 0 | 0 | 0 | 0 | 0 | 0 | 0 | 0 | 0 | 22418 | Delaware | 39.0081 | -75.4675 | 75 | Yes
336 | Region 3 | Delaware | NPS Septic Loan Program | 2019NPSSEP | Loan | Not Applicable | Initial Agreement | 2019-06-30 | 492520 | 2019-06-30 | 492520 | No | No | 0 |  | Septic Loan Rehabilitation Program | 319 Septic Rehabilitation Program New Castle County | 65 |  |  | 1374 | 0 | 0 | 0 | 0 | 0 | 0 | 0 | 0 | 0 | 0 | 0 | 0 | 0 | 492520 | 0 | 0 | 0 | 0 | 0 | 0 | 0 | 0 | 492520 | Delaware | 39.0081 | -75.4675 | 75 | Yes
337 | Region 3 | Pennsylvania | Septic Program - 2019 | 99999 | Loan | Not Applicable | Initial Agreement | 2019-06-30 | 1871908 | 2019-06-30 | 1871908 | No | No | 0 |  |  |  | 111 |  |  | 1375 | 0 | 0 | 0 | 0 | 0 | 0 | 0 | 0 | 0 | 0 | 0 | 0 | 0 | 1871908 | 0 | 0 | 0 | 0 | 0 | 0 | 0 | 0 | 1871908 | Pennsylvania | 40.8965 | -77.8388 | 78.75
338 | Region 2 | New Jersey | Ocean Township SA | 340750-12 | Loan | Not Applicable | Amendment | 2019-06-28 | 3465346 | 2021-06-10 | 3545901 | No | No | 0 | Township of Ocean Sewerage Authority | Interlaken Pump Station Reconstruction | The project consists of two (2) contracts. Contract 1 of 2 is the "Proposed Reconstruction of the Interlaken Pump Station" to raise the building to prevent future flooding. The contract work includes partial excavation of the pre-existing WWTP primary settling tank and construction of a new wet well and valve chamber within its existing walls, the provision of three new submersible pumps, and the replacement of an existing pump station building to house the mechanical equipment, electrical systems and controls, bioxide system and standby generator. The existing 1,500 gallon bioxide tank will be replaced with a 2,000 gallon bioxide tank. The three (3) new submersible pumps will be 85 horsepower with an individual pumping capacity of 3,250 gpm. The contract work also includes installation of approximately 105 linear feet of 18-inch ductile iron force main. Contract 2 of 2 is for the replacement/repair in kind of the "Bulkhead at Interlaken Pump Station." | 17000 | 2018-09-24 |  | 1376 | 0 | 0 | 0 | 0 | 0 | 0 | 3545901 | 0 | 0 | 0 | 0 | 0 | 0 | 0 | 0 | 0 | 0 | 0 | 0 | 0 | 0 | 0 | 3545901 | Ocean Township, New Jersey | 40.2522 | -74.0351 | 100
339 | Region 2 | New Jersey | Old Bridge MUA | 340945-14 | Loan | Not Applicable | Amendment | 2019-06-28 | 3257425 | 2021-06-10 | 3063046 | No | No | 0 | Various Sewage Pump Stations | 2015 Sewage Pump Station Upgrade, Project No. S340945-14 | Old Bridge Municipal Utilities Authority proposes to install new comminutors in eleven of their existing pump stations. Improvements also include cleaning the wet wells, selective demolition and removal of obsolete equipment, installation of wet well platforms, access ladders, trash baskets, maintenance lifts, electrical, masonry, and plumbing improvements. | 25000 | 2018-07-10 |  | 1377 | 0 | 0 | 0 | 0 | 0 | 0 | 3063046 | 0 | 0 | 0 | 0 | 0 | 0 | 0 | 0 | 0 | 0 | 0 | 0 | 0 | 0 | 0 | 3063046 | Old Bridge, New Jersey | 40.4101 | -74.358 | 100
340 | Region 2 | New Jersey | Western Monmouth UA | 340128-06 | Loan | Not Applicable | Amendment | 2019-06-28 | 12716583 | 2021-06-10 | 12203712 | No | No | 0 | Pine Brook Sewage Treatment Plant | Pine Brook Sewage Treatment Plant Improvements | The project consists of two (2) construction contracts for various improvements to existing process components within their treatment plant facility. Contract 1 of 2 includes the replacement of existing pumps that were last upgraded in the 1980's with new 15 million gallons per day pumps. This includes pumping and valving modifications, HVAC improvements, concrete repair to the existing wet well and installation of new pumping instrumentation and controls. Contract 2 of 2 includes the demolition of the existing equalization basin liner and interior structures/piping and installation of a new equalization tank | 65923 | 2018-11-12 |  | 1378 | 12203712 | 0 | 0 | 0 | 0 | 0 | 0 | 0 | 0 | 0 | 0 | 0 | 0 | 0 | 0 | 0 | 0 | 0 | 0 | 0 | 0 | 0 | 12203712 | 103 Pension Rd, Manalapan, New Jersey, 07726 | 40.3158 | -74.3501 | 100
341 | Region 2 | New Jersey | Western Monmouth UA | 340128-05 | Loan | Not Applicable | Amendment | 2019-06-28 | 6415841 | 2021-06-10 | 5904557 | No | No | 0 | Route 79 Pump Station | Route 79 Pump Station and Force Main Replacement | The WMUA proposes to reconstruct the Route 79 Pump Station and replace the station's existing force main discharge piping located along Route 79. The proposed improvements will include demolition of the existing pump station facilities and installation of a new wet well with submersible type pumps, electrical equipment and controls building, valve chamber and emergency generator. Additionally, the existing 8" force main will be replaced with a new 12" force main to be installed along Route 79 from the pump station to its existing discharge location. | 10000 | 2018-12-04 |  | 1379 | 0 | 0 | 0 | 0 | 0 | 0 | 5904557 | 0 | 0 | 0 | 0 | 0 | 0 | 0 | 0 | 0 | 0 | 0 | 0 | 0 | 0 | 0 | 5904557 | 103 Pension Rd, Manalapan, New Jersey, 07726 | 40.3158 | -74.3501 | 100
342 | Region 2 | New Jersey | Newark City | 340815-24 | Loan | Not Applicable | Amendment | 2019-06-26 | 12619906 | 2023-03-22 | 39454756 | Yes | No | 0 | SMALL DIAMETER SEWERS | STRUCTURAL EVALUATION AND REHABILITATION OF 350 MILES OF SMALL DIAMETER SEWERS | The project includes comprehensive structural evaluation and rehabilitation of approximately 350 miles of small diameter (less than 22-inch) sewers made of various materials including Vitrified Clay, Concrete, Asbestos Cement, Cast Iron, Ductile Iron, Corrugated Metal and PVC at various locations throughout the City of Newark. Phase 1(A) contract work includes the cleaning and lining of over 33,000 linear feet of a small diameter (less than 24-inch) combined sanitary storm sewer; in place rehabilitation with cured-in-place pipe of approximately 1,370 linear feet of small diameter combined sanitary/storm sewers; and replacement of approximately 713 linear feet of small diameter combined sanitary/storm sewers located throughout the City of Newark. The work also includes the point repairs of existing sewers; cleaning and repair of manholes, and the repair and relocation of water mains, as needed. Phase 1(B) contract work includes the cleaning and inspection of over 37,740 linear feet of small diameter (less than 24-inch diameter) combined sanitary/storm sewer; in-place rehabilitation with cured-in-place pipe of approximately 15,220 linear feet of small diameter combined sanitary/storm sewers; and replacement of approximately 5,030 linear feet of small diameter combined sanitary/storm sewer located throughout the City of Newark. Work includes point repairs of existing sewers; cleaning and repair of manholes, and the repair and relocation of water mains, as needed. The work also includes the rehabilitation of the Queen Ditch Diversion Structure which includes the demolition of existing beams, ladder, fence and other existing materials including deteriorated concrete. New work includes concrete rehabilitation, fabrication, and installation of aluminum plank grating, aluminum beams and all associated incidental work. The overall project consists of three (3) contracts. | 288000 | 2019-03-12 | 2023-12-06 | 1394 | 0 | 0 | 0 | 0 | 0 | 0 | 39454756 | 0 | 0 | 0 | 0 | 0 | 0 | 0 | 0 | 0 | 0 | 0 | 0 | 0 | 0 | 0 | 39454756 | Newark City | 40.7621 | -74.1707 | 100
343 | Region 2 | New Jersey | Ocean County UA | 340372-60 CLP | Loan | Not Applicable | Amendment | 2019-06-25 | 661389 | 2021-06-10 | 546339 | No | No | 0 | SI-4 Manahawkin Interceptor | SD1821 SI-4 Interceptor Rehabilitation | The Manahawkin Interceptor, SI-4 is primarily a 24-inch diameter gravity interceptor located along east bound Rte. 72 in Stafford Township, New Jersey, in the Authoritys Southern Service Area. It was installed in 1977 using Pre-stressed Concrete Cylinder Pipe (PCCP). SI-4 conveys wastewater flow from an area beginning at the municipal boundary between Stafford Township and Barnegat Township (west of the Garden State Parkway, Exit 63) and discharges into the SI-2 Interceptor near the intersection of Route 9 and Rt. 72. Cured-in-place pipe technology (CIPP) will be used to rehabilitate approximately 2,139 linear feet of 24-inch diameter PCCP in SI-4 from MH 10-6 to MH 12-2. This work will also include the rehabilitation of manholes, as required. | 78802 | 2019-06-20 |  | 1397 | 0 | 0 | 0 | 0 | 0 | 0 | 546339 | 0 | 0 | 0 | 0 | 0 | 0 | 0 | 0 | 0 | 0 | 0 | 0 | 0 | 0 | 0 | 546339 | Ocean County, New Jersey | 39.866 | -74.25 | 100
344 | Region 2 | New Jersey | Ocean County UA | 340372-59 CLP | Loan | Not Applicable | Amendment | 2019-06-25 | 6746142 | 2021-06-10 | 5599991 | No | No | 0 | Central Water Pollution Control Facility/Southern Water Pollution Control Facility | AW1611 Area Wide Clarifier Rehabilitation | This clarifier project is a continuation of an on-going effort to maintain and rehabilitate the assets of the Authority. This project concerns the rehabilitation of Primary Clarifiers PC-1 and PC-3 and Final Clarifier FC-8 at the CWPCF and Primary Clarifiers PC1 and PC-4 and Final Clarifier FC-3 at the SWPCF. Since being placed into service, these clarifiers have been subjected to the corrosive and destructive elements associated with the treatment of wastewater. The mechanical components, structural steel and concrete walls and floors show signs of degradation and are in need of repair or replacement. The new mechanical components will be fabricated with stainless steel with an operating life in excess of twenty-five years. | 338657 | 2018-08-13 |  | 1398 | 0 | 0 | 0 | 0 | 0 | 5599991 | 0 | 0 | 0 | 0 | 0 | 0 | 0 | 0 | 0 | 0 | 0 | 0 | 0 | 0 | 0 | 0 | 5599991 | Ocean County, New Jersey | 39.866 | -74.25 | 100
345 | Region 2 | New Jersey | Ocean County UA | 340372-58 | Loan | Not Applicable | Amendment | 2019-06-25 | 2578316 | 2020-05-13 | 2230614 | No | No | 0 | South Island Beach Interceptor CI-1A and South Island Interceptor SI-11 | AW1610 Area Wide Interceptor Rehabilitaiton CI-1A and SI-11 | The use of Cured-In-Place-Pipe technology is proposed to rehabilitate the South Island Beach Interceptor (CI-1A) in the Central Service Area and South Island Interceptor (SI-11) in the Southern Service Area. The CI-1A section consists of approximately 3,630 linear feet of 18-inch diameter pipe; 4,880 linear feet of 24-inch diameter pipe; and 3,370 linear feet of 30-inch diameter pipe. The SI-11 section consists of approximately 315 linear feet of 16-inch diameter pipe and 465 linear feet of 20-inch diameter pipe. Total length of this project is approximately 12,660 linear feet. Rehabilitation of interior surfaces of all manholes within the limit of the project is included. | 24631 | 2019-03-12 |  | 1399 | 0 | 0 | 0 | 0 | 0 | 0 | 2230614 | 0 | 0 | 0 | 0 | 0 | 0 | 0 | 0 | 0 | 0 | 0 | 0 | 0 | 0 | 0 | 2230614 | Ocean County, New Jersey | 39.866 | -74.25 | 100
346 | Region 2 | New Jersey | Somerset Raritan Valley SA | 340801-07 | Loan | Not Applicable | Amendment | 2019-06-25 | 32673267 | 2021-11-23 | 31226745 | No | No | 0 | Somerset Raritan Valley Sewerage Authority | Stormwater Control Facility to eliminate sewage discharge | The project includes the construction of a Stormwater Control Treatment Facility (SCTF) in the vicinity of Somerville's sanitary sewer connection to the SRVSA interceptor. The proposed project will capture and treat wastewater from Somerville's SSO during major storm events, and safely discharge the treated effluent into the Raritan River. The proposed SCTF will eliminate the SSO by properly treating the excess sanitary flows, which only occur during heavy storm events, and control the amount of I/I that enter the SRVSA's wastewater treatment plant. The SCTF will utilize pumping, coarse and fine screening, primary clarification, compressible media filtration, UV disinfection, odor control and emergency power generation facilities, and will be located above the FEMA 500-year flood elevation. | 117000 | 2019-06-19 |  | 1400 | 0 | 0 | 0 | 0 | 0 | 0 | 0 | 0 | 0 | 0 | 0 | 0 | 0 | 0 | 0 | 0 | 0 | 0 | 31226745 | 0 | 0 | 0 | 31226745 | 50 Polhemus Ln, Bridgewater, New Jersey, 08807 | 40.5552 | -74.5728 | 100
347 | Region 2 | New Jersey | Clinton Town | 340924-07 | Loan | Not Applicable | Amendment | 2019-06-24 | 712840 | 2022-06-24 | 687844 | No | No | 0 | Town of Clinton Water/Sewer Dept | Town of Clinton System-Wide Customer Meter Replacement | Pursuant to the Capital Improvement Plan derived from the Asset Management Plan (AMP) for the system, the Town of Clinton is continuing efforts to implement the AMP to resume the conversion of customer service meters to radio read in order to improve billing accuracy, further reduce the percentage of non-revenue water in the water system and in part minimize the wastewater return to the sanitary sewer collection system. Approximately 750 meters remain for replacement. The preferred course of action would be to procure the meters through the co-op and publicly advertise for their installation. The preparation of the asset management plan, including the evaluation of the system-wide meter inventory and the incorporation of these assets in GIS as well as ongoing analysis of financing options and rate analysis are part of the extensive planning efforts to identify the scope and priority of this capital improvement project. | 2100 | 2019-06-12 |  | 1401 | 0 | 0 | 0 | 0 | 0 | 0 | 0 | 0 | 0 | 0 | 0 | 0 | 0 | 0 | 0 | 0 | 0 | 0 | 0 | 0 | 687844 | 0 | 687844 | Clinton Township, New Jersey | 40.6316 | -74.8554 | 100
348 | Region 2 | New Jersey | New Jersey Water Supply Authority | 340421-02 | Loan | Not Applicable | Amendment | 2019-06-24 | 15073856 | 2023-10-25 | 75000000 | No | No | 0 | Round Valley Reservoir | Round Valley Reservoir Structures Refurbishment and Resource Preservation Project | Contract 1: New Jersey Water Supply Authority (NJWSA) is proposing to refurbish structures and preserve existing resources at the Round Valley Reservoir. These proposed improvements will decrease seepage by grouting existing abutments, replace filters for increased drainage, install and improve instrumentation, flatten abutment slopes to increase stability, repair the south dam structure, re-establish survey benchmarks, install and improve security cameras, repair the reservoir leak near the invert of the south tower, replace the 10-inch connecting force main at the south valve vault, study and address the low-level valve release, fully inspect all reservoir structures, rehabilitate pumps #4, #5, #7, and #8 at South Branch Pumping Station, and refill the reservoir. Contract 2: Additionally, NJWSA is proposing dredging activities along an 800-foot-long in-water channel near the South Tower Intake Channel of the Round Valley Reservoir to remove sediment and restore the channel to its original lines and grades to regain operational function of the intake. The channel was originally excavated through overburden and rock and is approximately 800 feet long and, on average, 25 feet wide at the base. The proposed project also includes the relocation of the sediment materials removed from the South Tower Intake Channel. | 1500000 | 2019-05-14 |  | 1402 | 0 | 0 | 0 | 0 | 0 | 0 | 0 | 0 | 0 | 0 | 0 | 0 | 75000000 | 0 | 0 | 0 | 0 | 0 | 0 | 0 | 0 | 75000000 | 0 | Round Valley Reservoir | 40.6159 | -74.8256 | 100
349 | Region 2 | New Jersey | Camden County MUA | 340640-24 | Loan | Not Applicable | Amendment | 2019-06-21 | 3747996 | 2021-06-10 | 3653960 | No | No | 0 | Delaware No. 1 Water Pollution Control Facility | Upgrade of Camden County Wastewater Treatment Plant To Increase Wet Weather Capacity | Upgrades to the CCMUA's 80 MGD wastewater treatment plant to enable it to receive more wet weather flow and thereby reduce combined sewage flooding and overflows in Camden City and Gloucester City. The work proposed under this project includes the construction of 20 additional inlet slide gates into the ten existing primary sedimentation tanks and the construction of 48-inch diameter vertical open-ended steel riser pipe in each of the two existing 60-inch diameter outfall pipes to function as a wet weather overflow. The proposed improvement will increase the efficiency of the plant's operational capacity during high river tide events. | 510000 | 2019-04-11 |  | 1403 | 0 | 3653960 | 0 | 0 | 0 | 0 | 0 | 0 | 0 | 0 | 0 | 0 | 0 | 0 | 0 | 0 | 0 | 0 | 0 | 0 | 0 | 0 | 3653960 | Camden County, New Jersey | 39.8037 | -74.9599 | 100 | Yes
350 | Region 2 | New Jersey | Camden County MUA | 340640-13 | Loan | Not Applicable | Amendment | 2019-06-21 | 10125458 | 2022-06-23 | 9552930 | No | No | 0 | Delaware # 1 WPCF | Delaware # 1 Pump Upgrades | The proposed improvements include upgrades to four existing raw sewage pumps including replacement of existing motors, replacement of existing variable speed drives and replacement pump casings and rotating assemblies. The work also includes furnishing and installing a related new power distribution system with outdoor transformers, indoor motor control centers, underground duct work and various site and utility work at the CCMUA wastewater treatment plant. | 510000 | 2019-04-11 |  | 1404 | 0 | 0 | 0 | 0 | 0 | 9552930 | 0 | 0 | 0 | 0 | 0 | 0 | 0 | 0 | 0 | 0 | 0 | 0 | 0 | 0 | 0 | 0 | 9552930 | Camden County, New Jersey | 39.8037 | -74.9599 | 100 | Yes
351 | Region 2 | New Jersey | Glen Ridge Borough | 340861-04 | Loan | Not Applicable | Amendment | 2019-06-21 | 1837767 | 2021-06-10 | 1875952 | No | Yes | 90600 | Borough of Glen Ridge | Sanitary Sewer Collection System Rehabilitation | The Borough of Glen Ridge is pursuing financial assistance from the New Jersey Water Bank for the rehabilitation of aging gravity sanitary sewer mains through cured-in-place pipe lining and the rehabilitation of manholes located throughout the Borough. The rehabilitation of the sanitary sewer system components will ensure that the sanitary sewer system maintains permit compliance, increases operational reliability and reduces the potential for surface and/or ground water contamination. Contract 1 includes the rehabilitation of approximately 14,000 linear feet of gravity sewer mains and 70 manholes throughout the borough. Contract 2 includes the rehabilitation of approximately 9,100 linear feet of gravity sewer mains and 91 manholes along Ridgewood Avenue, Bay Avenue and Ridley Court. | 7527 | 2018-06-11 |  | 1405 | 0 | 0 | 0 | 0 | 0 | 0 | 1875952 | 0 | 0 | 0 | 0 | 0 | 0 | 0 | 0 | 0 | 0 | 0 | 0 | 0 | 0 | 0 | 1875952 | Glen Ridge, New Jersey | 40.8026 | -74.2022 | 100
352 | Region 2 | New Jersey | Middlesex Borough | 340698-02 | Loan | Not Applicable | Amendment | 2019-06-21 | 1368186 | 2022-06-23 | 1256440 | No | No | 0 | Middlesex Borough's Sanitary Sewer System | Sanitary Sewer Main Improvements | The first component of the proposed project entails the rehabilitation of approximately 8,900 linear feet (LF) of existing 8-inch to 10-inch diameter vitrified clay pipe and/or asbestos cement pipe sewer mains utilizing a cured-in-place pipe lining system and the rehabilitation of 44 associated manholes.The second component of the proposed project entails replacing approximately 271 LF of existing 10-inch diameter polyvinyl chloride (PVC) pipe sanitary sewer main, which has settled, at Lakeland Drive East with new 10-inch diameter PVC. The third component of the proposed project entails the reconstruction of four (4) sanitary sewer manholes located along Forest Street. | 13635 | 2018-08-07 |  | 1406 | 0 | 0 | 0 | 0 | 0 | 0 | 1256440 | 0 | 0 | 0 | 0 | 0 | 0 | 0 | 0 | 0 | 0 | 0 | 0 | 0 | 0 | 0 | 1256440 | Middlesex, New Jersey | 40.5727 | -74.4928 | 100
353 | Region 2 | New Jersey | North Brunswick Twp | 340888-02 | Loan | Not Applicable | Amendment | 2019-06-21 | 5373267 | 2021-06-10 | 5156217 | No | No | 0 | North Brunswick Township | Water Meter Replacement (Township Wide and at the Water Treatment Plant Facility) | The Township of North Brunswick proposes to replace their existing distribution system water meters that have exceeded their useful life with new water service meters. The proposed project will include disposal of the existing meters, installation of up to 12,000 new water service meters throughout the Township, and construction of a receiving base station(s) and installation of hardware and software for integration with the Township's financial software. The project will also include the replacement of the two master water meters at the water treatment plant and integration of all meters with the existing SCADA control system. This project also includes the installation of a new finished water concrete vault to be placed over existing finished water main inside of the township's water treatment plant. This Project was formerly known as W1215001-006. | 42392 | 2019-06-20 |  | 1407 | 0 | 0 | 0 | 0 | 0 | 0 | 0 | 0 | 0 | 0 | 0 | 0 | 0 | 0 | 0 | 0 | 0 | 0 | 0 | 0 | 5156217 | 0 | 5156217 | North Brunswick Township, Township of North Brunswick, New Jersey | 40.4504 | -74.48 | 100
354 | Region 2 | New Jersey | Montclair Twp | 340837-03 | Loan | Not Applicable | Amendment | 2019-06-20 | 820792 | 2020-05-13 | 783273 | No | No | 0 | Montclair Sewer Utility | Sanitary Sewer Collection System Rehabilitation | The Township of Montclair Sewer Authority will rehabilitate approximately 16,000 linear feet of sanitary sewer collection mains. Portions of the existing collection system are deteriorated and subject to inflow and infiltration (I&I) resulting in loss of sewage to the environment and admission of groundwater and stormwater to the system. The Montclair Sewer Authority has planned for the repair of the affected sewers to assure that wastewater is safely conveyed through the sewers to the regional wastewater treatment facility. | 37669 | 2018-03-16 |  | 1408 | 0 | 0 | 0 | 0 | 0 | 0 | 783273 | 0 | 0 | 0 | 0 | 0 | 0 | 0 | 0 | 0 | 0 | 0 | 0 | 0 | 0 | 0 | 783273 | Montclair Township, New Jersey | 40.8255 | -74.2111 | 100
355 | Region 2 | New Jersey | Perth Amboy City | 345220-01 | Loan | Not Applicable | Amendment | 2019-06-20 | 658570 | 2023-10-27 | 749321 | No | Yes | 383104 | City of Perth Amboy Collection System | CSO Permit Development of Long Term Control Plan | This project is for the preparation of the CSO Permit Long Term Control Plan and other requirements in accordance with the CSO Permit issued to the City of Perth Amboy in March 2015 with an effective date of July 1, 2015. The City of Perth Amboy has been issued individual New Jersey Pollutant Discharge Elimination System (NJPDES) Permit No. NJ0156132 to authorize discharge from its existing 16 Combined Sewer Overflows (CSOs) effective July 1, 2015. The project work involves planning activities for the Long Term Control Plan (LTCP) as per the NJPDES CSO permit requirements. This loan will provide financing for the preparation of a LTCP which includes (1) Project management, (2) Review and analysis of previous CSO reports, study and procedures, (3) Procedures and templates for CSO compliance reporting, (4) Update nine minimum controls, (5) Develop and update LTCP, and (6) Incorporate LTCP best practice alternatives. The scope of work (Task Nos. 1 through 6) has been identified in CDM Smith, Inc.'s proposal dated June 2015. | 51892 | 2017-06-05 |  | 1409 | 0 | 749321 | 0 | 0 | 0 | 0 | 0 | 0 | 0 | 0 | 0 | 0 | 0 | 0 | 0 | 0 | 0 | 0 | 0 | 0 | 0 | 0 | 749321 | Perth Amboy, New Jersey | 40.5107 | -74.2686 | 100
356 | Region 2 | New Jersey | Perth Amboy City | 340435-11 | Loan | Not Applicable | Amendment | 2019-06-20 | 346535 | 2021-06-10 | 336436 | No | No | 0 | Second Street Pump Station | Hazard Mitigation Project | The project consists of improvements to the Second Street Pumping Station that was impacted during the Hurricane Sandy. The City of Perth Amboy (City) proposes to relocate offices from the first floor to the second floor, relocate all essential equipment to the second floor including three (3) variable frequency drives, and replace the existing three (3) pumps with dry pit submersible pumps. In addition, the City proposes to modify the bar screen/wet well room, install dry flood proofing structures at various openings of the pumping station, and relocate the emergency standby generator and the heating system. The capacity of the pumps and the overall pumping station will not increase as a result of the proposed improvements. All work will be performed within the Second Street Pumping Station, and, therefore there will be no ground disturbance or environmental impacts as a result of construction activities. | 51892 | 2017-04-10 |  | 1410 | 0 | 0 | 0 | 0 | 0 | 0 | 336436 | 0 | 0 | 0 | 0 | 0 | 0 | 0 | 0 | 0 | 0 | 0 | 0 | 0 | 0 | 0 | 336436 | Perth Amboy, New Jersey | 40.5107 | -74.2686 | 100
357 | Region 2 | New Jersey | Cranford Township | 340858-04 | Loan | Not Applicable | Amendment | 2019-06-19 | 2552854 | 2021-11-23 | 2597588 | No | No | 0 |  | Northeast Quadrant Stormwater Management Project - Riverside Drive North and South Gravity Storm Sew | The Township of Cranford is pursuing construction of approximately 3,700 linear feet of storm sewer along Riverside Drive and Claremont Place to effectively convey stormwater runoff. The installation of the proposed storm sewer will reduce flooding within the Township of Cranford which lies adjacent to the Rahway River. The project will improve resiliency against future storms and will protect nearby drinking water and sanitary sewer infrastructure from adverse effects of severe weather. In addition, the Township of Cranford proposes to relocate approximately 974 linear feet of sanitary sewer in order to accommodate the proposed storm sewer. | 5000 | 2018-12-18 |  | 1411 | 0 | 0 | 0 | 0 | 0 | 0 | 0 | 0 | 0 | 0 | 0 | 0 | 0 | 0 | 0 | 0 | 0 | 0 | 2597588 | 0 | 0 | 0 | 2597588 | Cranford Township, New Jersey | 40.6565 | -74.3037 | 100
358 | Region 2 | New Jersey | Kearny Town | 340259-12 | Loan | Not Applicable | Amendment | 2019-06-19 | 13951395 | 2022-06-23 | 12098092 | No | No | 0 | Gunnell Oval Recreational Complex | Gunnell Oval Remediation Project a.k.a. Gunnell Oval Improvements Project | This project has both a Remedial Action Contaminated Site Cleanup (Brownfield) component as well as a Stormwater Management (Clean Water) initiative component. The primary objective of this project is redevelopment of the Gunnel Oval Recreational Complex as a modern artificial turf sports complex including the environmental component of an engineered cap to minimize potential exposure to historic fill materials present on-site while implementing stormwater management controls that minimize the impact of frequent flooding at this complex and surrounding residential and industrial neighborhoods due to the influence of the tidal Kearny Marsh. | 691643 | 2019-01-30 |  | 1412 | 0 | 0 | 0 | 43376.09 | 0 | 0 | 0 | 0 | 0 | 0 | 9240111.51 | 0 | 0 | 0 | 0 | 0 | 0 | 0 | 2814604.4 | 0 | 0 | 0 | 12098092 | Town of Kearny, New Jersey | 40.7526 | -74.1202 | 96.45
359 | Region 2 | New Jersey | Toms River Twp MUA | 340145-06 | Loan | Not Applicable | Amendment | 2019-06-19 | 383591 | 2020-05-13 | 566664 | No | No | 0 | Toms River MUA Sewer System | Equipment Purchase | This Project consists of acquisition of (i) one CCTV Van, (ii) one replacement generator for Pump Station #10 (Homestead Run) and (iii) two new grinders for Pump Station #16 (Silver Bay). This Exhibits pertains to purchase of one (1) Closed Circuit TV, Sanitary Sewer Pipe Inspection Truck only. | 90463 | 2019-05-22 |  | 1413 | 0 | 0 | 0 | 0 | 0 | 0 | 566664 | 0 | 0 | 0 | 0 | 0 | 0 | 0 | 0 | 0 | 0 | 0 | 0 | 0 | 0 | 0 | 566664 | Township of Toms River, New Jersey | 39.9894 | -74.1651 | 95.19
360 | Region 2 | New Jersey | Warren Twp SA | 340964-05 | Loan | Not Applicable | Amendment | 2019-06-19 | 1787328 | 2021-11-23 | 2531696 | No | No | 0 | Warren Township Sewerage Authority Stage I/II and Stage IV Collection System | Stage I/II, IV Collection System Rehabiliation | Rehabilitation of the Stage I/II sewer collection system to reduce impacts from infiltration and inflow (I/I). Existing sanitary sewer collection system is experiencing I/I. This project will reduce the I/I and allow the Wastewater Treatment Plants the available capacity to meet the service areas needs. Approximately 11,441 LF of 8" and 966 LF of 12" sanitary lines are to be rehabilitated using Cured in Place Pipe lining. This project also includes the rehabilitation of 26 manholes. | 16029 | 2019-01-24 |  | 1414 | 0 | 0 | 2531696 | 0 | 0 | 0 | 0 | 0 | 0 | 0 | 0 | 0 | 0 | 0 | 0 | 0 | 0 | 0 | 0 | 0 | 0 | 0 | 2531696 | Warren Township, New Jersey | 40.6082 | -74.518 | 100
361 | Region 2 | New Jersey | Elizabeth City | 340942-17 | Loan | Not Applicable | Amendment | 2019-06-17 | 5267436 | 2022-06-23 | 4993975 | No | No | 0 |  | South Street Flood Control Project | The City of Elizabeth is prone to localized flooding in the areas of 4th Avenue, South Street and South Spring Street due to inadequate capacity within the existing combined sewer overflow (CSO) system and the inability to reliably operate the South Street Pump Station. The project includes the rehabilitation and upgrades to the South Street Pump Station, including new pumps, electrical systems & controls, and a backup generator; repairs and lining of the existing combined sewer on Fourth Avenue and connecting streets; installation of separate storm sewers and inlets; and ponding area restoration. | 128885 | 2019-04-04 |  | 1415 | 0 | 1997589.6 | 0 | 0 | 0 | 0 | 998795.8 | 0 | 0 | 0 | 0 | 0 | 0 | 0 | 0 | 0 | 0 | 0 | 1997589.6 | 0 | 0 | 0 | 4993975 | Elizabeth, New Jersey | 40.6619 | -74.2117 | 100
362 | Region 2 | New Jersey | Rutgers, The State Univ. of NJ | 340500-01 | Loan | Not Applicable | Amendment | 2019-06-17 | 362200 | 2022-12-22 | 29800027 | No | No | 0 |  | Busch Cogeneration Plant Upgrade | Rutgers, The State University of New Jersey is proposing the replacement of the power generating turbines with increased capacity and other related equipment and piping upgrades for the existing Busch Cogeneration Plant located on Rutgers University's Busch/Livingston Campus in Piscataway, New Jersey. The project will provide an estimated energy cost savings of $1 M per year. The updated technology will result in a 50% decrease in emissions and save Rutgers 8M gallons of water per year. The project will be constructed under a design-build contract. This loan action will provide financing for the Authority to complete the detailed project planning and design activities necessary to advance the construction of the project, including preliminary engineering, survey work, and design and permitting activities. | 58000 | 2019-05-28 | 2020-11-30 | 1416 | 0 | 0 | 0 | 0 | 0 | 0 | 0 | 0 | 0 | 0 | 0 | 0 | 0 | 0 | 0 | 0 | 0 | 0 | 0 | 0 | 29800027 | 0 | 29800027 | 57 US Highway 1, New Brunswick, New Jersey, 08901 | 40.4773 | -74.4246 | 98.37
363 | Region 2 | New Jersey | Allentown Borough | 340567-06 CLP | Loan | Not Applicable | Amendment | 2019-06-07 | 495049 | 2021-06-10 | 412926 | No | No | 0 | Borough of Allentown | Water Meter Replacement | The replacement of all existing water meters and specific curb valves throughout the Borough. This project was previously known as W1302001-003. | 1828 | 2019-02-11 |  | 1422 | 0 | 0 | 0 | 0 | 0 | 0 | 0 | 0 | 0 | 0 | 0 | 0 | 0 | 0 | 0 | 0 | 0 | 0 | 0 | 0 | 412926 | 0 | 412926 | Allentown, New Jersey | 40.1778 | -74.5843 | 100 | Yes
364 | Region 2 | New Jersey | Brick Township MUA | 340448-11 | Loan | Not Applicable | Amendment | 2019-05-31 | 5226036 | 2022-06-23 | 4601883 | No | No | 0 | Brick Township Municipal Utilities Authority | Wastewater Pump Station Rehabilitation - Phase II | The Project generally consists of the rehabilitation of nine (9) wastewater pump stations; Lanes Mill Wastewater Pump Station, Pine Meadows Wastewater Pump Station, Riviera Drive Wastewater Pump Station, Sloping Hill Wastewater Pump Station, Cape Breton Wastewater Pump Station, Sea View Village Wastewater Pump Station, Burnt Tavern Manor Wastewater Pump Station, Green Briar II Wastewater Pump Station and Laurel Brook Wastewater Pump Station. The rehabilitation includes converting six (6) dry well/wet well type pump station to submersible type pump stations, converting one (1) ejector type pump station to pre-packaged submersible type pump station and rehabilitating existing two (2) submersible pump stations. | 25000 | 2019-03-12 |  | 1424 | 0 | 0 | 0 | 0 | 0 | 0 | 4601883 | 0 | 0 | 0 | 0 | 0 | 0 | 0 | 0 | 0 | 0 | 0 | 0 | 0 | 0 | 0 | 4601883 | Brick Township | 40.0474 | -74.1154 | 100
365 | Region 2 | New Jersey | Lakewood Twp MUA | 340465-03 | Loan | Not Applicable | Amendment | 2019-05-31 | 1425742 | 2021-06-10 | 1698729 | No | No | 0 | Lakewood Township Municipal Utilities Authority | Administration Building Addition | The Authority is adding approximately 4,600sq ft. of additional office space and storage space to the existing administration building. This project was previously known as W1514002-003. | 21000 | 2019-01-11 |  | 1425 | 0 | 0 | 0 | 0 | 0 | 1698729 | 0 | 0 | 0 | 0 | 0 | 0 | 0 | 0 | 0 | 0 | 0 | 0 | 0 | 0 | 0 | 0 | 1698729 | Lakewood Township, New Jersey | 40.0979 | -74.2176 | 100
366 | Region 2 | New Jersey | Burlington Township | 340712-16 | Loan | Not Applicable | Initial Agreement | 2019-05-23 | 702637 | 2019-05-23 | 702637 | No | No | 0 | Burlington TOwnship Sanitary Sewer Collection System | Sanitary Sewer Rehabilitation in Various Locations | The is to rehabilitate approximately 14,200 linear feet of existing 8-inch diameter sanitary sewer mains and approximately 1,300 linear feet of 10-inch diameter sanitary sewer mains located in the Springside section of the Burlington Township. Prospect Avenue, Bunting Avenue, Gerome Avenue, and Ellis Avenue are streets also proposed for sanitary sewer main rehabilitation. In addition, 90 selected manholes are proposed for rehabilitation within the Township. Existing sewer mains are largely constructed of asbestos cement piping (ACP). The sewer mains are currently deteriorating and are in danger of collapse. Proposed work will entail the installation of curedinplace piping (CIPP) utilizing trenchless technology (slip lining). Unless the problems are addressed, the existing sanitary sewer mains will further deteriorate and collapse. All work will be performed within existing structures. | 8500 | 2018-02-13 |  | 1428 | 0 | 0 | 0 | 0 | 0 | 0 | 702637 | 0 | 0 | 0 | 0 | 0 | 0 | 0 | 0 | 0 | 0 | 0 | 0 | 0 | 0 | 0 | 702637 | Burlington Township, New Jersey | 40.067 | -74.827 | 100 | Yes
367 | Region 2 | New Jersey | Perth Amboy City | 340435-18 | Loan | Not Applicable | Amendment | 2019-05-23 | 1373508 | 2021-10-29 | 1355433 | No | No | 0 |  | The Purchase of Water Meters | The proposed project is for the purchase of water meters (5,932 meters of size 5/8" to 4") and software necessary to be able to read the water meters remotely from the utilities main office. | 52000 | 2018-06-18 |  | 1429 | 0 | 0 | 0 | 0 | 0 | 0 | 0 | 0 | 0 | 0 | 0 | 0 | 0 | 0 | 0 | 0 | 0 | 0 | 0 | 0 | 1355433 | 0 | 1355433 | Perth Amboy, New Jersey | 40.5107 | -74.2686 | 100
368 | Region 2 | New Jersey | Perth Amboy City | 340435-13 CSO GREEN | Loan | Not Applicable | Amendment | 2019-05-23 | 355400 | 2021-10-29 | 276879 | No | Yes | 179324 | City of Perth Amboy | The Paving of Parking Lots C and RDH | The purpose of the proposed project is to install porous pavement and underlying filtration media at two existing municipal parking lots within the southeastern section of the City of Perth Amboy (City), the RDH lot (Block 60, Lot 11), located at 269 Madison Avenue, and Lot C, located at 103 Jefferson Street (Block 128, Lot 29). The parking lots are owned and operated by the Perth Amboy Parking Utility, and serve the many businesses in downtown Perth Amboy. The parking lots will be repaved with porous pavement and underlying infiltration media will be installed to intercept, treat, and filter storm water runoff from the parking lots, removing Total Suspended Solids (TSS) and other contaminants and reducing pressure on the City's combined sewer system, which will improve water quality in the area. The design consists of a 2-inch layer of porous asphalt on the surface, a 1-inch thick sand choker course layer beneath the asphalt, a 21-inch thick crushed stone aggregate filter course layer beneath the choker course, and a geotextile fabric placed between the filter course and the existing subsoil. A 4-inch diameter perforated high density polyethylene underdrain pipe will be installed in the crushed stone layer to carry any runoff exceeding the capacity of the porous asphalt to the existing combined sewer main. Approximately 431 linear feet (LF) of underdrain pipe will be installed at Lot C and approximately 357 LF will be installed at the RDH Lot. This will discharge into the existing 36-inch diameter sewer main in Jefferson Street at the Lot C site and to the existing 12-inch diameter sewer main in McClellan Street at the RDH Lot site. | 51000 | 2017-06-15 |  | 1430 | 0 | 0 | 0 | 0 | 0 | 0 | 0 | 0 | 0 | 0 | 0 | 0 | 0 | 0 | 0 | 0 | 0 | 0 | 0 | 276879 | 0 | 276879 | 0 | Perth Amboy, New Jersey | 40.5107 | -74.2686 | 100
369 | Region 2 | New Jersey | Camden County MUA | 340640-23 | Loan | Not Applicable | Amendment | 2019-05-15 | 4158416 | 2021-06-10 | 5079961 | No | No | 0 | Camden City Conbined Sewer System | Dredging of Camden City's Combined Sewer Overflows to Reduce Combined Sewage Flooding | The proposed project entails work at nine CSOs in the City of Camden to restore their design functionality and reduce the potential for combined sewer overflows backing up into the City as follows: (1) Dredging of seven CSO structures, which have accumulated large amounts of sediment in their outfall channels, from the outfall to the receiving water body, to restore their design functionality; (2) Cleaning of the CSO pipe at eight CSO structures from the outfall to the upstream netting facility; (3) Replacement of approximately 160 linear feet of a 54-inch diameter brick sewer at CSO structure C24, which has partially collapsed; and (4) Performance of other associated spot repairs as necessary. At one CSO structure, C24, the 54-inch diameter brick CSO pipe from the outfall to the upstream netting facility has partially collapsed. As a result, the CSOs are prevented from functioning properly and discharging to the Delaware River during significant rain events. This reduction in the functionality of the CSOs creates the potential for combined sewer overflows to backup into City streets, parks, and the homes of City residents causing a human health hazard. Dredging from the outfall to the receiving water body, pipe cleaning and pipe replacement is necessary to restore the design functionality of the CSOs. Archaeological monitoring during construction is required as outlined in the plans and specifications. | 74500 | 2019-04-11 |  | 1436 | 0 | 5079961 | 0 | 0 | 0 | 0 | 0 | 0 | 0 | 0 | 0 | 0 | 0 | 0 | 0 | 0 | 0 | 0 | 0 | 0 | 0 | 0 | 5079961 | Camden County, New Jersey | 39.8037 | -74.9599 | 100 | Yes
370 | Region 2 | New Jersey | Point Pleasant Beach Borough | 340479-04 | Loan | Not Applicable | Amendment | 2019-05-15 | 1525396 | 2021-06-10 | 1203447 | No | No | 0 |  | Water Meter Replacement Project (FKA DW) | This project was formerly known as 1525001-001. The Borough of Point Pleasant Beach is pursuing financial assistance from the New Jersey Water Bank to improve the drinking water system by replacing and upgrading old, outdated, and malfunctioning water meters. The Borough is proposing to replace or upgrade approximately 3,400 existing water meters throughout the municipality with radio telemetry units. In addition, the Borough proposes to construct a receiving base station to be located on the Borough's existing water tower. | 7266 | 2019-03-31 |  | 1437 | 0 | 0 | 1203447 | 0 | 0 | 0 | 0 | 0 | 0 | 0 | 0 | 0 | 0 | 0 | 0 | 0 | 0 | 0 | 0 | 0 | 0 | 0 | 1203447 | Point Pleasant Beach, New Jersey | 40.0919 | -74.0483 | 100
371 | Region 2 | New Jersey | Raritan Township MUA | 340485-12 | Loan | Not Applicable | Amendment | 2019-05-15 | 3866190 | 2021-11-23 | 3310441 | No | No | 0 | Main Treatment Plant | Main Treatment Plant Improvements 2016 | The project consists of improvements at each of the four existing clarifiers as follows: 1. Demolition and removal of the existing internal clarifier equipment. 2. Excavation of 1-foot wide area around the entire perimeter of each clarifier in order to complete the concrete repairs and coating on the exterior of the clarifiers. 3. Installation of new 30-inch sluice gates at the clarifier effluent pipe opening within the clarifier tanks. 4. Interior and exterior concrete refurbishment and lining/coating. 5. Furnishing and installing new clarifier equipment. 6. Protecting, temporarily removing, reinstalling and verifying working conditions of the existing clarifier drives. | 19000 | 2018-08-30 |  | 1438 | 0 | 0 | 0 | 0 | 0 | 3310441 | 0 | 0 | 0 | 0 | 0 | 0 | 0 | 0 | 0 | 0 | 0 | 0 | 0 | 0 | 0 | 0 | 3310441 | Raritan Township, New Jersey | 40.5166 | -74.8983 | 100
372 | Region 3 | Pennsylvania | Elizabeth Borough Municipal Authority | 75344 | Loan | Not Applicable | Initial Agreement | 2019-05-15 | 8800000 | 2019-05-15 | 8800000 | No | No | 0 | Elizabeth Borough Municipal Authority Pump Station | Elizabeth Borough Municipal Authority Pump Station Project | Replace the existing Elizabeth Borough pump station for a new capacity of 1.2 million gallon per day (MGD). The pump station will be constructed with additional wet well and channel capacity to accommodate future wet weather flows as approved by the Department in the Combined Sewer Overflow Long-Term Control Plan (CSO LTCP) and Act 537 plan update. The screening and grit removal capacity will be 5.3 MGD. Treatment will be provided at the existing Elizabeth Borough sewage treatment plant. Environmental benefits include reducing the flow of untreated or inadequately treated sewage to the Borough's waterways during wet weather. | 5089 | 2019-06-10 | 2021-06-01 | 1439 | 0 | 0 | 0 | 0 | 0 | 0 | 8800000 | 0 | 0 | 0 | 0 | 0 | 0 | 0 | 0 | 0 | 0 | 0 | 0 | 0 | 0 | 0 | 8800000 | Elizabeth, Pennsylvania | 40.2722 | -79.8858 | 100
373 | Region 3 | Delaware | Wilmington, City of | CW-2016-009 | Loan | Not Applicable | Amendment | 2019-05-03 | 15107399 | 2022-03-08 | 26507399 | No | No | 0 |  | Wilmington Wetlands Park | Create a passive open space park in the restored (under project CW-2013-002) to accept and store and attenuate storm waters in the Southbridge area of Wilmington | 74000 | 2022-07-01 | 2025-09-01 | 1451 | 0 | 0 | 0 | 0 | 0 | 0 | 0 | 0 | 0 | 0 | 0 | 0 | 0 | 0 | 0 | 0 | 0 | 0 | 0 | 26507399 | 0 | 26507399 | 0 | Wilmington, Delaware | 39.7444 | -75.5451 | 100 | Yes
374 | Region 3 | Pennsylvania | Peters Township SA | 75346 | Loan | Not Applicable | Final Agreement | 2019-05-02 | 5255000 | 2022-03-14 | 5114317.31 | No | No | 0 | Peters Township Sanitary Authority Conveyance System | Peters Township Sanitary Authority - Conveyance System Improvements Projects | Install replacement sanitary sewers in the Shoreline Drive area, construct a new Shoreline Drive pump station and force main, and modify existing Giant Oaks interceptor and Oakwood Road interceptor. The Giant Oaks interceptor section of the project will include approximately 4,000 linear feet of in-trench replacement and 2,500 linear feet of new pipe alignment. The pipe size will be increased from 12-inch to 18-inch diameter. The Oakwood Road interceptor segment of the project will include approximately 3,600 linear feet of new pipe alignment. The pipe size will be increased from 12-inch to 21-inch diameter. Treatment will be provided at the existing Brush Run sewage treatment plant (STP) and Donaldsons Crossroad STP. Environmental benefits include reducing the flow of untreated or inadequately treated sewage to the Township's waterways during wet weather. | 23574 | 2019-05-06 | 2022-04-01 | 1452 | 0 | 0 | 0 | 0 | 0 | 0 | 5114317.31 | 0 | 0 | 0 | 0 | 0 | 0 | 0 | 0 | 0 | 0 | 0 | 0 | 0 | 0 | 0 | 5114317.31 | Peters Township, Pennsylvania | 39.8736 | -77.8851 | 100
375 | Region 3 | Pennsylvania | Franconia Sewer Authority | 75347 | Loan | Not Applicable | Final Agreement | 2019-05-01 | 3826971 | 2021-03-31 | 3389726.43 | No | No | 0 | Morwood Area Sanitary Sewer System | Franconia Sewer Authority - Morwood Area Sanitary Sewer System | The proposed sewerage project will serve the Village of Morwood and other nearby neighborhoods. A sanitary sewer collection system will be constructed on the following roads to eliminate the use of failed on-lot disposal systems (OLDS): Morwood Road, Keller Creamery Road, Ridgeview Drive, Camp Road, Landis Road, Creamery Road, Hunsicker Road, Allentown Road, Indian Creek Road, and Godshall Road. Environmental benefits include reducing the flow of untreated or inadequately treated sewage to the Authority's waterways. | 10752 | 2019-05-06 | 2020-06-17 | 1454 | 0 | 0 | 0 | 3389726.43 | 0 | 0 | 0 | 0 | 0 | 0 | 0 | 0 | 0 | 0 | 0 | 0 | 0 | 0 | 0 | 0 | 0 | 0 | 3389726.43 | Franconia, Pennsylvania | 40.3154 | -75.3694 | 100 | Yes
376 | Region 3 | Pennsylvania | Clinton County Sewer Authority | 75340 | Loan | Not Applicable | Final Agreement | 2019-04-25 | 1049772 | 2020-11-24 | 1000000 | No | No | 0 | Clinton County Regional Pumping Station | Clinton Co Sewer Auth - Bald Eagle Creek Force Main Replacement and Regional Pump Station Upgrades | This proposal is located at the Clinton County Sewer Authority Regional Pump Station, and consists of the installation of a 16-inch force main under Bald Eagle Creek (to replace an 8-inch cast iron force main) and the replacement of four submersible pumps at the pump station along with associated upgrades. Environmental benefits include reducing the flow of untreated or inadequately treated sewage to the Authority's waterways. | 4378 | 2019-04-29 | 2019-10-03 | 1457 | 0 | 0 | 0 | 0 | 0 | 0 | 1000000 | 0 | 0 | 0 | 0 | 0 | 0 | 0 | 0 | 0 | 0 | 0 | 0 | 0 | 0 | 0 | 1000000 | Clinton County, Pennsylvania | 41.2341 | -77.6381 | 100
377 | Region 3 | Pennsylvania | Central Wayne Regional Authority | 75339 | Loan | Not Applicable | Final Agreement | 2019-04-18 | 3638774 | 2022-12-28 | 3536746.68 | No | No | 0 | Honesdale WWTP | Central Wayne Regional Authority - Capital Improvements Projects | the plans propose, among other action items, to repair or replace main collector sewer lines. The Authority has identified numerous deteriorated sanitary sewer lines that are in need to be replaced and/or rehabilitated. In addition, a project has also been identified at the WWTP site to address failures at the SBR treatment tanks. Environmental benefits include reducing the flow of untreated or inadequately treated sewage to the Authority's waterways. | 7700 | 2019-05-31 | 2020-09-01 | 1467 | 0 | 0 | 0 | 0 | 0 | 0 | 3536746.68 | 0 | 0 | 0 | 0 | 0 | 0 | 0 | 0 | 0 | 0 | 0 | 0 | 0 | 0 | 0 | 3536746.68 | 574 Bucks Cove Rd, Honesdale, Pennsylvania, 18431 | 41.5537 | -75.2437 | 100 | Yes
378 | Region 3 | Pennsylvania | City of Chester Stormwater Authority | 72817 | Loan | Not Applicable | Final Agreement | 2019-04-16 | 3447464 | 2022-12-28 | 2944366.51 | No | No | 0 |  | Chester City Stormwater Authority - Aug. 2018 Projects | The project will retrofit approximately 125 catch basins, consisting of approximately 55 tree box inlets, 18 grated inlets, 20 curb inlets, 32 vortex inlet control devices, 1,440 sq ft of porous concrete panels. | 68092 | 2019-04-22 | 2022-11-01 | 1471 | 0 | 0 | 0 | 0 | 0 | 0 | 0 | 0 | 0 | 0 | 0 | 0 | 0 | 0 | 0 | 0 | 0 | 0 | 0 | 2944366.51 | 0 | 2944366.51 | 0 | Chester, Pennsylvania | 39.8527 | -75.3607 | 100 | Yes
379 | Region 2 | New Jersey | Camden County MUA | 340640-16 | Loan | Not Applicable | Amendment | 2019-04-05 | 7188659 | 2021-06-10 | 7848961 | No | No | 0 | Delaware #1 Water Pollution Control Facility | Wastewater Treatment Plant Improvements | This project involves a modification to the wastewater treatment plant headworks. The Camden County Municipal Utilities Authority (CCMUA) proposes to construct 225 linear feet of 72-inch diameter interceptor that will run parallel to the existing junction chamber and connect directly to the wet well of the plants pumping station. The construction of the interceptor will enable the CCMUA to accept additional wet weather flow from the upstream Camden City combined sewer overflow system. The Facilitys wastewater treatment plant is currently designed to accept all the separate, raw sewage flow from the suburbs first, and then the more dilute, combined flow from Camden City. It was determined that if the incoming Camden sewer line had a separate connection into the wet well of the plants pumping station, as opposed to the current combined configuration, the CCMUA could accept more of the Citys flow during wet weather events, without risking raw sewage backups. Thus, the project involves a bypass of the Citys incoming sewer line and then reconnection directly to the plants wet well. | 510000 | 2018-12-20 |  | 1485 | 0 | 7848961 | 0 | 0 | 0 | 0 | 0 | 0 | 0 | 0 | 0 | 0 | 0 | 0 | 0 | 0 | 0 | 0 | 0 | 0 | 0 | 0 | 7848961 | Camden County, New Jersey | 39.8037 | -74.9599 | 100 | Yes
380 | Region 2 | New Jersey | Madison-Chatham Joint Meeting - Chatham Borough | 340715-07A | Loan | Not Applicable | Amendment | 2019-04-05 | 163502 | 2022-06-23 | 3128073.72 | No | No | 0 | Molitor Water Pollution Control Facility | MCJM Facility Improvements 2018 | Madison-Chatham Joint meeting proposes to make several upgrades to their sewage treatment facility located at Block 42 Lot 4 Chatham Borough, Morris County, New Jersey. Improvements include: Replacement of the mechanically cleaned influent screen, primary effluent pumps, oxidation channel aerators, grit removal equipment, and reroofing two existing buildings. Work also includes construction of a new effluent filtration facility with low-lift pumps and installation of a second belt filter press. This loan action will provide financing for the Authority to complete the detailed project planning and design activities necessary to advance the construction of the project, including preliminary engineering, survey work, and design and permitting activities. | 24807 | 2019-03-29 |  | 1486 | 3128073.72 | 0 | 0 | 0 | 0 | 0 | 0 | 0 | 0 | 0 | 0 | 0 | 0 | 0 | 0 | 0 | 0 | 0 | 0 | 0 | 0 | 0 | 3128073.72 | Chatham, New Jersey | 40.741 | -74.3838 | 100
381 | Region 2 | New Jersey | Madison-Chatham Joint Meeting - Madison Borough | 340715-07B | Loan | Not Applicable | Amendment | 2019-04-05 | 285678 | 2022-06-23 | 5466473.1 | No | No | 0 | Molitor Water Pollution Control Facility | MCJM Facility Improvements 2018 | Madison-Chatham Joint meeting proposes to make several upgrades to their sewage treatment facility located at Block 42 Lot 4 Chatham Borough, Morris County, New Jersey. Improvements include: Replacement of the mechanically cleaned influent screen, primary effluent pumps, oxidation channel aerators, grit removal equipment, and reroofing two existing buildings. Work also includes construction of a new effluent filtration facility with low-lift pumps and installation of a second belt filter press. This loan action will provide financing for the Authority to complete the detailed project planning and design activities necessary to advance the construction of the project, including preliminary engineering, survey work, and design and permitting activities. | 24807 | 2019-03-29 |  | 1487 | 5466473.1 | 0 | 0 | 0 | 0 | 0 | 0 | 0 | 0 | 0 | 0 | 0 | 0 | 0 | 0 | 0 | 0 | 0 | 0 | 0 | 0 | 0 | 5466473.1 | Madison, New Jersey | 40.7587 | -74.415 | 100
382 | Region 3 | Pennsylvania | Grove City Borough | 75336 | Loan | Not Applicable | Final Agreement | 2019-04-04 | 7411107 | 2021-01-29 | 7166022.09 | No | No | 0 | Grove City WWTP | Grove City Borough - Wastewater Treatment Plant Project Phase IV | The project is an expansion of the wastewater treatment plant to increase the permitted hydraulic loading from 3.0 MGD to 3.342 MGD with a conventional single-stage activated sludge process preceded by primary clarification. Two new 60 foot diameter primary clarifiers will be constructed preceding the existing first and second stage activated sludge bioreactors. The existing first-stage activated sludge bioreactors will be repurposed as conventional single-stage activated sludge bioreactors. A new 64 foot diameter primary anaerobic digester will be constructed. The existing 40 foot diameter primary digester will be repurposed as a secondary digester, and the existing 30 foot diameter secondary digester will be demolished. Environmental benefits include eliminating the potential discharge of inadequately treated sewage to the Borough's waterways. | 16300 | 2019-04-08 | 2021-02-01 | 1498 | 0 | 0 | 0 | 0 | 0 | 0 | 7166022.09 | 0 | 0 | 0 | 0 | 0 | 0 | 0 | 0 | 0 | 0 | 0 | 0 | 0 | 0 | 0 | 7166022.09 | Grove City, Pennsylvania | 41.1579 | -80.0887 | 100
383 | Region 3 | Pennsylvania | Greene Township, Erie County | 71427 | Loan | Not Applicable | Final Agreement | 2019-03-12 | 5686515 | 2022-12-28 | 5399438.85 | Yes | No | 0 | City of Erie WWTP | Greene Twp, Erie Co - Wastewater Collection and Conveyance Facilities IV | The proposed project includes the construction of approximately 26,370 LF of 8 inch through 15 inch diameter gravity sewer, 822 manholes, 3,472 LF of forcemain, 21,239 LF of low pressure sewer, 1 pump station, and 64 grinder pumps to provide wastewater service to the 175 entities. The wastewater will be collected from Greene Township and conveyed through the Millcreek Township Sewer Authority system into the City of Erie system for treatment. Environmental benefits include reducing the flow of untreated or inadequately treated sewage to the Township's waterways. | 2392 | 2019-03-12 | 2021-03-20 | 1552 | 0 | 0 | 0 | 5399438.85 | 0 | 0 | 0 | 0 | 0 | 0 | 0 | 0 | 0 | 0 | 0 | 0 | 0 | 0 | 0 | 0 | 0 | 0 | 5399438.85 | Greene Township, Pennsylvania | 42.0516 | -79.9545 | 100
384 | Region 3 | Delaware | Newark, City of | CW-2018-005 | Loan | Not Applicable | Initial Agreement | 2019-02-28 | 1300000 | 2019-02-28 | 1300000 | No | No | 0 |  | Sanitary Sewer System Study and Rehabilitation | This project proposes to address the major deficiencies that were identified in the previous three years worth of sewer inspections. We have identified approximately $2.6 million dollars worth of repairs necessary to the 10% of the system that we have so far inspected. Inspection so far have focused on the White Clay Creek Interceptor and the upstream end of the Cool Run Interceptor, the two main trunk lines that receive sewage from Newark. Some of the deficiencies identified so far are mains exposed in the bank of the White Clay Creek, fractures, inflow and infiltration, roots and a multitude of other issues. This would be a recurring project as we continue our plan to try to visually inspect 5-10% of the Citys sewer mains per year. | 30000 | 2019-04-01 | 2022-11-03 | 1553 | 0 | 0 | 0 | 0 | 0 | 0 | 1300000 | 0 | 0 | 0 | 0 | 0 | 0 | 0 | 0 | 0 | 0 | 0 | 0 | 0 | 0 | 0 | 1300000 | Newark, Delaware | 39.6817 | -75.7536 | 100 | Yes
385 | Region 3 | Delaware | Sussex County Council | CW-2017-012 | Loan | Not Applicable | Initial Agreement | 2019-02-22 | 16634748 | 2019-02-22 | 16634748 | No | Yes | 3200000 |  | Western Sussex Sewer District | This Project will take the aging Bridgeville Treatment off-line and send the flows from Greenwood and Bridgeville to the City of Seaford where the effluent can be treated to a higher level and disposed in the Nanticoke River. Though still disposed of in the river, the discharge point will be further downstream lessoning the environmental impact to the more sensitive upstream portion of the river. | 7000 | 2019-04-01 | 2020-12-01 | 1555 | 0 | 0 | 0 | 16634748 | 0 | 0 | 0 | 0 | 0 | 0 | 0 | 0 | 0 | 0 | 0 | 0 | 0 | 0 | 0 | 0 | 0 | 0 | 16634748 | Sussex County, Delaware | 38.6831 | -75.3396 | 100
386 | Region 2 | New Jersey | Middlesex County U.A. | 340699-14 | Loan | Not Applicable | Amendment | 2019-02-21 | 10018681 | 2021-06-10 | 9076008 | No | No | 0 | Main Trunk Sewer (MTS) | Main Trunk Sewer Rehabilitation, Phase II | This project is the for the inspection, cleaning and installation of approximately 5,425 LF of 66" cured in-place pipe (CIPP) and approximately 2,633 LF of 60" asphalt-coated corrugated metal pipe (AC-CMP) gravity sewer line. This project also includes the modification of several existing manholes and the installation of two diversion chambers. | 867700 | 2018-10-17 |  | 1556 | 0 | 0 | 0 | 0 | 0 | 0 | 9076008 | 0 | 0 | 0 | 0 | 0 | 0 | 0 | 0 | 0 | 0 | 0 | 0 | 0 | 0 | 0 | 9076008 | Middlesex County, New Jersey | 40.44 | -74.409 | 100
387 | Region 3 | Pennsylvania | Blacklick Valley Municipal Authority | 75338 | Loan | Not Applicable | Initial Agreement | 2019-02-20 | 7176000 | 2019-02-20 | 7176000 | Yes | Yes | 1673527 | Blacklick Valley Municipal Authority STP | Blacklick Vly MA - Wastewater System Extensions | Proposed construction of sewage treatment plant (STP) Sludge Dewatering Press to replace existing dewatering bag system and sanitary sewers and Pump Stations No. 5 and No. 6 in the Route 422 Area of Blacklick Township. The project includes two Sludge Dewatering Presses, Variable Frequency Drives (VFD) for existing Pump Stations No. 1, No. 2, and No. 3, two new Pump Stations (No. 5 and No. 6), 2,200 linear feet of 4-inch PVC force main, 1,115 linear feet of 2-inch High-density Polyethylene (HDPE) force main, 58,500 linear feet of 8-inch PVC sewer, 4,200 linear feet of 4-inch PVC lateral sewer, 225 manholes, 187 lateral connections to serve 187 existing residences in Blacklick Township. Treatment will be provided at the existing Blacklick Valley Municipal Authority STP (NPDES Permit # PA0218723). Environmental benefits include reducing the flow of untreated or inadequately treated sewage to the Authority's waterways. | 2965 | 2019-02-27 |  | 1557 | 0 | 0 | 0 | 5410000 | 0 | 1766000 | 0 | 0 | 0 | 0 | 0 | 0 | 0 | 0 | 0 | 0 | 0 | 0 | 0 | 0 | 0 | 0 | 7176000 | 104 1st St, Twin Rocks, Pennsylvania, 15960 | 40.497 | -78.8662 | 100
388 | Region 2 | New Jersey | Jersey City MUA | 340928-31 CLP | Loan | Not Applicable | Amendment | 2019-02-19 | 9163512 | 2021-06-10 | 7905250 | No | No | 0 | Jersey City Municipal Utilities Authority East Side Pump Station | Cross Town Force Main Rehabilitation | Jersey City Municipal Utilities Authority proposes to clean, reline and replace spot sections of the Cross Town force main. The project includes replacement of approximately 700 linear feet of pipe with 45" centrifugally cast fiberglass-reinforced polymer mortar pipe, (CCFRPM), and slip line installation of approximately 2,400 linear feet of 45 CCFRPM, into the existing 54" prestressed concrete embedded cylinder pipe, and installation of an air release chamber with valves, and a temporary 48 force main. | 123798 | 2018-12-04 |  | 1558 | 0 | 0 | 0 | 0 | 0 | 0 | 7905250 | 0 | 0 | 0 | 0 | 0 | 0 | 0 | 0 | 0 | 0 | 0 | 0 | 0 | 0 | 0 | 7905250 | Jersey City, New Jersey | 40.7175 | -74.0441 | 100
389 | Region 2 | New Jersey | Jersey City MUA | 340928-28 | Loan | Not Applicable | Amendment | 2019-02-19 | 2263809 | 2021-06-10 | 1611169 | No | No | 0 | Van Winkle Avenue | Van Winkle Avenue Combined Sewer and water Main Rehabilitation | Jersey City Municipal Utilities Authority proposes to clean, reline and replace spot sections of combined sewer along Van Winkle Avenue. The project includes replacement of approximately 600 linear feet of combined sewer, installation of approximately 1,100 linear feet of cure in place liner, and spot repair/replacement of manholes and catch basins. JCMUA will also install along Van Winkle Avenue, approximately 1600 linear feet of 6 and 8 ductile iron water main, ancillary valves, fittings and water main services. The drinking water work will be funded by project number 0906001-015. | 270 | 2018-08-27 |  | 1559 | 0 | 0 | 0 | 0 | 0 | 0 | 1611169 | 0 | 0 | 0 | 0 | 0 | 0 | 0 | 0 | 0 | 0 | 0 | 0 | 0 | 0 | 0 | 1611169 | Jersey City, New Jersey | 40.7175 | -74.0441 | 100
390 | Region 2 | New Jersey | Northwest Bergen Co UA | 340700-19 P&D Op Seg 1 | Loan | Not Applicable | Amendment | 2019-02-13 | 100000 | 2021-02-12 | 913603 | No | No | 0 | Northwest Bergen County Utilities Authority | Interceptor System Rehabilitation | The proposed project includes assessment and rehabilitation/repair of the Authority's existing interceptor system based on the criticality of each system component. The existing interceptor mains and manholes are being internally investigated and/or televised to identify potential defect areas and evaluate their feasibility for rehabilitation or repair based on the quantity of flow through the defect, accessibility to the defect and expected life span. Based on the system evaluation, interceptor mains and manholes selected will be rehabilitated or repaired under multiple contracts either using chemical grouting, internal coating systems, Cured-In-Place Pipe (CIPP) lining, sliplining, spiral wound pipe and/or replaced using trenchless or conventional methods. (Contract No. 3) Emergency Repair Work: The scope of work involved the emergency repair of collapsed existing 36-inch diameter Ho-Ho-Kus Trunk Sewer East Interceptor (interceptor) during the week of November 23, 2020. NBCUA replaced approximately 340 linear feet (LF) of 36-inch diameter pipe from manhole (MH) E1 to halfway between MH E1B and E1A. The contractor managed to find approximately 170 LF, of 36-inch diameter ductile iron pipe (DIP), to repair the more severe section of the break, between MH E1B and E1A. A new MH was installed at the connection point between the new DIP and the existing 36-inch diameter pipe. The remaining 170 LF (between MH E1A and E1) was replaced with 36-inch diameter polyvinyl chloride pipe (PVC). | 75000 | 2019-02-13 |  | 1560 | 0 | 0 | 0 | 0 | 0 | 0 | 913603 | 0 | 0 | 0 | 0 | 0 | 0 | 0 | 0 | 0 | 0 | 0 | 0 | 0 | 0 | 0 | 913603 | 30 Wyckoff Ave, Waldwick, New Jersey, 07463 | 41.0087 | -74.1219 | 100
391 | Region 2 | New Jersey | Northwest Bergen Co UA | 340700-18 | Loan | Not Applicable | Amendment | 2019-02-13 | 1080036 | 2021-11-23 | 1179910 | No | No | 0 | Northwest Bergen County Utilities Authority | Ho Ho Kus Trunk Sewer East Interceptor Rehabilitation and Equipment Purchase | The project involves replacement, repair and upgrade of components for the following three (3) contracts: (1) Ho-Ho-Kus Trunk Sewer East Interceptor: Under this contract work the NWBCUA proposes to rehabilitate two (2) sewer sections of the Trunk Sewer East Interceptor located in an easement area that runs parallel to Franklin Turnpike from Stone Ridge Lane to just south of Rosencrantz Place in the Borough of Ho-Ho-Kus. Work includes cleaning and slip lining approximately 675 lineal feet (LF) of 30 RCP sanitary sewer pipe and miscellaneous site improvements to restore the project site to its original condition. (2)(a) Portable Manhole Scanner and Operating System The CleverScan Scanning System is manufactured by Envirosight and is capable of providing an automated inspection of manholes using HD cameras and laser scanning. The system measures manhole depths and provides a visual scan of the interior of the structure to identify structural defects, infiltration or other defects all without having personnel enter into the confined space area. Its fully automated and can be integrated with inspection reporting and asset management software, as well as, ArcGIS, and complies with MACP. (2)(b) Mobile Mounted Sewer Camera ROVVER X system is manufactured by Envirosight and is a compact and mobile inspection crawler that is capable of viewing and recording digital video, log observations and generate reports of interior pipe inspection in areas where larger units cannot enter due to accessibility issues. It allows for side scanning, laser profiling and lateral inspections. It is capable of inspecting multiple pipe sizes, materials and conditions with the use of multiple interchangeable wheels. It is also compliant with asset management and ArcGIS programs and complies with PACP standards. (3) Truck Mounted Combination Sewer Cleaner This is a 900-ECO truck mounted combination sewer vacuum, hydro-excavation and street sweeping equipment, with related accessories and supplies. The vacuum system consists of a 4400 CFM blower with an 8 vacuum hose system and 18 Hg vacuum rating. The water system has a 900-gallon water tank capacity. The equipment will be utilized to clean sanitary sewer mains prior to internal video inspection for assessment and development of future capital work to address deficiencies identified. | 75000 | 2018-09-07 |  | 1561 | 0 | 0 | 0 | 0 | 0 | 0 | 1179910 | 0 | 0 | 0 | 0 | 0 | 0 | 0 | 0 | 0 | 0 | 0 | 0 | 0 | 0 | 0 | 1179910 | 30 Wyckoff Ave, Waldwick, New Jersey, 07463 | 41.0087 | -74.1219 | 100
392 | Region 2 | New Jersey | Northwest Bergen Co UA | 340700-16 | Loan | Not Applicable | Amendment | 2019-02-13 | 3861386 | 2021-11-23 | 4440419 | No | No | 0 | Northwest Bergen County Utilities Authority | Wastewater Treatment Plant Improvements (Contract No. 273) | The proposed project involves improvement at their Wastewater Treatment Plant(WWTP), located on the northern bank of the Ho-Ho-Kus Brook within Waldwick Borough. Proposed improvements include: - Installation of new disk thickener system, pump, polymer feed system and pumps and associated piping to mechanically thicken waste activated sludge and discharge to sludge thickener tanks distribution box and thickened primary sludge lines, Installation of odor control piping system to handle odor; - Installation of new dewatering pumps, guiderails and level control in the dewatering pump wet well; - Installation of all necessary electrical conduits, wiring, instrumentation, power, control and panels for the disk thickener system and polymer feed system; - Demolition of existing dewatering well pumps, piping, valves, electrical and other required equipment; - Demolition/replacement of existing roof and parapet wall, down to the structural decking, installation of new aeration tank instrumentation, which includes new turbidity sensors and analyzers for measurement of Mixed Liquor Suspended Solids (MLSS) and new pH/ORP and Dissolved Oxygen (DO) probes and analyzers; - Installation of two (2) new Motor Control Centers (MCCs) and new power panel in location of existing MCC, and installation and programming of new Programmable Logic Controllers (PLCs). | 75000 | 2018-05-21 |  | 1562 | 0 | 0 | 0 | 0 | 0 | 4440419 | 0 | 0 | 0 | 0 | 0 | 0 | 0 | 0 | 0 | 0 | 0 | 0 | 0 | 0 | 0 | 0 | 4440419 | 30 Wyckoff Ave, Waldwick, New Jersey, 07463 | 41.0087 | -74.1219 | 100
393 | Region 2 | New Jersey | Northwest Bergen Co UA | 340700-15 | Loan | Not Applicable | Amendment | 2019-02-13 | 6452222 | 2022-06-23 | 6828713 | No | No | 0 | Northwest Bergen County Utilities Authority | Wastewater Pump Station Improvements (Contract No. 272) | The proposed project involves replacement, repair and upgrade of components at the following four (4) pump stations: (1) Goffle Road Pump Station - Located on Coe Avenue off Goffle Road in Wycoff: The work at this pump station consists of replacement of three (3) existing discharge ball valves and actuators; replacement of one (1) variable frequency drive (VFD), installation of backflow preventer and hot box; installation of a 1,000 gallon fuel tank for the backup generator; installation of an HVAC supply and exhaust fan in both the wet well and dry well, and a new gas detection system; installation of an odor control unit; installation of equipment foundations, replacement of the existing roof and gutters and installation of all new mechanical, electrical , structural and site work necessary for the pump station. (2) Ho-Ho-Kus Pump Station - Located on Nauset Lane off the East Franklin Turnpike in Ridgewood: The work at this pump station consists of replacement of the automatic transfer switch (ATS), and four (4) VFDs; installation of new HVAC wet well and dry well supply fans, gas detection system, make-up air unit and odor control unit; replacement of five (5) discharge ball valves and actuators; installation of new compressors and control panels for the pneumatic actuator system; installation of a new davit crane; installation of new potable water piping; replacement of roof and gutters; installation of equipment foundations; installation of new platforms and walkways to elevate existing outdoor equipment; flood-proofing of existing control building, installing new flood proof doors and reinforcement of existing walls and installation of other new mechanical, structural, electrical and site work. (3) Darlington Road Pump Station - Located on Ramapo Valley Road in the Township of Mahwah: The work at this pump station consists of replacement of ATS, switchgear, and four (4) VFDs; installation of one (1) new pump; installation of one (1) jib crane and one (1) davit crane; installation of an HVAC wet well supply fan and gas detection system; replacement of the discharge valves and actuators; installation of a new permanent pump station bypass stub connection and suction piping; construction of a new bypass discharge concrete chamber with associated valving; cleaning of wet well; replacement of discharge gate valves on existing sewage pumps; removal and replacement of four (4) discharge ball valves with actuators and air piping; installation of new compressors and control panels for the pneumatic actuator system; installation of new water line with new hydrant and other required new mechanical, structural, electrical and site work. (4) Midland Park Pump Station - located on Lakeview Drive near the intersection with Lake Avenue in Ridgewood: The work at this pump station consists of installation of HVAC supply and exhaust fans in both the wet well and dry well, a new gas detection system, louver, and odor control unit; installation of a new permanent pump station bypass stub connection with suction piping into the existing well; cleaning of wet well; replacement of the flow meter and gate valve in existing meter chamber; installation of one (1) davit crane; installation of new isolation gate valves on pump discharge piping; roof and gutter replacement; and other required new mechanical, structural, electrical and site work. | 75000 | 2018-05-30 |  | 1563 | 0 | 0 | 0 | 0 | 0 | 0 | 6828713 | 0 | 0 | 0 | 0 | 0 | 0 | 0 | 0 | 0 | 0 | 0 | 0 | 0 | 0 | 0 | 6828713 | 30 Wyckoff Ave, Waldwick, New Jersey, 07463 | 41.0087 | -74.1219 | 100
394 | Region 2 | New Jersey | Monmouth County Bayshore Outfall Authority | 340325-04 (P&D) CLP | Loan | Not Applicable | Initial Agreement | 2019-02-06 | 1625195 | 2019-02-06 | 1625195 | No | No | 0 | Monmouth Bayshore Outfall Authority | Force Main Assessment and Rehabilitation | Monmouth County Bayshore Outfall Authority (MCBOA) is requesting Planning and Design funds to inspect the existing 13 miles of 36, 42 and 48-inch pre-stressed concrete cylinder pipe force main and, with the results, prepare a planning document, plans and specifications. | 550000 | 2019-01-03 |  | 1568 | 0 | 0 | 0 | 0 | 0 | 0 | 1625195 | 0 | 0 | 0 | 0 | 0 | 0 | 0 | 0 | 0 | 0 | 0 | 0 | 0 | 0 | 0 | 1625195 | Monmouth County, New Jersey | 40.2876 | -74.1581 | 100
395 | Region 3 | Pennsylvania | Chester County Conservation District | 72815 | Loan | Not Applicable | Final Agreement | 2019-02-06 | 332192 | 2021-04-02 | 315633.96 | Yes | Yes | 315633.96 | Jacob Esh Farm | Chester CCD - Manure Storage | This project consists of a 12' x 70' manure storage structure, gravity flow manure transfer system, (2) 12' x 115' cattle walkways, 6' x 12' x8' waste reception pit, reconstruction of existing stream crossing, surface inlets, underground outlets, and diversions. This project will provide 6 months of waste storage, and divert stormwater runoff away from animal heavy use areas. | 1 | 2019-03-31 | 2019-08-30 | 1569 | 0 | 0 | 0 | 0 | 0 | 0 | 0 | 0 | 0 | 315633.96 | 0 | 0 | 0 | 0 | 0 | 0 | 0 | 0 | 0 | 0 | 0 | 0 | 315633.96 | Chester County, Pennsylvania | 39.9731 | -75.7484 | 100 | Yes
396 | Region 3 | Delaware | New Castle County | CW-2017-TBD | Loan | Not Applicable | Initial Agreement | 2019-01-31 | 6184000 | 2019-01-31 | 6184000 | No | No | 0 |  | Mt. Pleasant Interceptor, Hockessin Greene and Woodside Court SW Ponds | Mt. Pleasant Interceptor - The Project consists of financing the construction of 5,500 linear feet of 30 inch gravity sewer interceptor to serve Whispering Woods and the surrounding communities. Hockessin Greene Stormwater Rehabilitation - The Project consists of financing the rehabilitation of an existing stormwater pond, located at Hockessin Greene. Work will consist of sediment removal, construction of new forebays, installation of new outlet structure, reconstruction of embankment and a barrel for extended detention. Woodside Court Stormwater Rehabilitation - The Project consists of financing the rehabilitation of an existing stormwater pond, located at Woodside Court. Work will consist of sediment removal, construction of new forebay, installation of new outlet structure, reconstruction of embankment and a constructed wetland. | 600000 | 2018-04-01 | 2019-07-01 | 1571 | 0 | 0 | 0 | 0 | 0 | 0 | 5384000 | 0 | 0 | 0 | 0 | 0 | 0 | 0 | 0 | 0 | 0 | 0 | 800000 | 0 | 0 | 0 | 6184000 | New Castle County, Delaware | 39.5784 | -75.6389 | 100 | Yes
397 | Region 3 | Delaware | New Castle County | CW-2017-015 | Loan | Not Applicable | Initial Agreement | 2019-01-31 | 2458354 | 2019-01-31 | 2458354 | No | No | 0 |  | Mill Creek Sanitary Sewer and 2016 Countywide Sewer Rehabilitation | Mill Creek Sanitary Sewer - The Project consists of financing sewer pipe repairs at 25 locations, and replacing manhole frame and covers at 21 locations throughout the Mill Creek sewershed; 5 are full pipe segment replacements (957 LF) and 20 are point repairs (271 LF), for a total of 1,228 LF. 2016 Countywide Sewer Rehabilitation - The Project consists of financing pipe repairs at 5 locations (80 LF) and conducting post construction CCTV inspection of 1000 LF of sewer pipe, located within the same area of New Castle County. | 600000 | 2019-04-01 | 2023-03-06 | 1572 | 0 | 0 | 0 | 0 | 0 | 0 | 2458354 | 0 | 0 | 0 | 0 | 0 | 0 | 0 | 0 | 0 | 0 | 0 | 0 | 0 | 0 | 0 | 2458354 | New Castle County, Delaware | 39.5784 | -75.6389 | 100 | Yes
398 | Region 3 | Pennsylvania | Chester County Conservation District | 72813 | Loan | Not Applicable | Final Agreement | 2019-01-09 | 301820 | 2020-11-24 | 292709.25 | Yes | Yes | 292709.25 | David B. King Farm | Chester CCD - Manure Storage | The project consists of a 73' x 10' circular concrete waste storage structure, 8000 sq ft concrete heavy use area, a 32' x 32' roofed stacking structure, a reinforced gravel cattle walkway, and stormwater controls including surface inlets, underground outlets and roof runoff controls. This project will provide 5 months of waste storage, and direct surface water away from animal heavy use areas. | 1 | 2019-03-01 | 2020-10-16 | 1574 | 0 | 0 | 0 | 0 | 0 | 0 | 0 | 0 | 0 | 292709.25 | 0 | 0 | 0 | 0 | 0 | 0 | 0 | 0 | 0 | 0 | 0 | 0 | 292709.25 | Chester County, Pennsylvania | 39.9731 | -75.7484 | 100 | Yes
399 | Region 3 | Pennsylvania | Altoona Water Authority | 75334 | Loan | Not Applicable | Initial Agreement | 2019-01-03 | 11695000 | 2019-01-03 | 11695000 | Yes | No | 0 | Easterly WWTF, Westerly WWTF | Altoona Water Authority - Sanitary Sewer Rehabilitation Project | The project will control I/I by lining in the sanitary sewer system and increase raw sewage flow during wet weather to the treatment plant. After conventional cleaning work, sewer rehabilitation via application of cementitious mortar by conventional shotcrete-guniting methods will be performed. This correction qualifies as of construction in nature as it intended to add 50 years life in the sewer system. This work is part of the Altoona Water Authority's Long-Term Control Plan which is a requirement of their NPDES Permit renewals. This work will help restore interceptor conveyance capacity to help towards maximization of treatment at the existing WWTFs. Environmental benefits include reducing the flow of untreated or inadequately treated sewage to the Authority's waterways during wet weather. | 50000 | 2019-02-01 | 2021-03-01 | 1581 | 0 | 0 | 0 | 0 | 0 | 0 | 11695000 | 0 | 0 | 0 | 0 | 0 | 0 | 0 | 0 | 0 | 0 | 0 | 0 | 0 | 0 | 0 | 11695000 | Altoona, Pennsylvania | 40.5164 | -78.4014 | 100
400 | Region 2 | New Jersey | Atlantic County UA | 340809-25 CDBG DRAA | Loan | Disaster Relief Appropriations Act, 2013 (Sandy) | Initial Agreement | 2018-12-21 | 4132550 | 2018-12-21 | 4132550 | No | Yes | 1033138 | Atlantic County Utilities Authority - City Island Treatment Plant | ACUA Seawall | The Atlantic County Utilities Authority (ACUA) proposes to construct approximately 4,896 linear feet of vinyl sheet and timber pile seawall/bulkhead, designed for a 500-year flood events, to be located around the perimeter of the 40-acre upland portion of the City Island Wastewater Treatment Plant (WWTP) site. | 233000 | 2018-04-19 |  | 1585 | 0 | 0 | 0 | 0 | 0 | 0 | 0 | 0 | 0 | 0 | 0 | 0 | 0 | 0 | 0 | 0 | 0 | 0 | 4132550 | 0 | 0 | 0 | 4132550 | Atlantic County, New Jersey | 39.4688 | -74.6338 | 100
401 | Region 2 | New Jersey | Camden County MUA | 340640-22 | Loan | Not Applicable | Amendment | 2018-12-21 | 1985572 | 2021-06-10 | 1949792 | No | No | 0 | Arch Street Pumping Station / Cooper Street Sewer | Upgrades to Camden City's Combined Sewer Overflow System | The proposed project involves following two (2) contracts: (1) Cooper Street Pipe Lining (Contract 1 of 2): The work proposed under this contract work consists of the rehabilitation of 735 LF of 72" combined sewer using a lining system on a 405 LF and 330 LF section of 72" sewer on Cooper Street between Delaware Avenue and Riverside Drive. The contract work will require a pre-lining CCTV after the line has been thoroughly cleaned and wooden boards have been removed and post rehabilitation CCTV inspection. (2) Arch Street Pump Station Upgrades (Contract 2 of 2): The contract work includes increasing the motor from 75 HP to 100 HP (3 motors) and increasing the size of the impeller from 22.25" to 24.25" in case of three (3) pumps, perform a torsional analysis on each shaft to determine if they need to be upgraded and provide necessary electrical upgrades. | 74500 | 2018-12-13 |  | 1586 | 0 | 0 | 0 | 0 | 0 | 0 | 1949792 | 0 | 0 | 0 | 0 | 0 | 0 | 0 | 0 | 0 | 0 | 0 | 0 | 0 | 0 | 0 | 1949792 | Camden County, New Jersey | 39.8037 | -74.9599 | 100 | Yes
402 | Region 2 | New Jersey | Gloucester County IA | 342016-03 CLP | Loan | Not Applicable | Amendment | 2018-12-20 | 5049505 | 2020-05-13 | 4826634 | No | No | 0 | Gloucester County Solid Waste Complex | Cell 14 Construction | The proposed project entails the construction of a new double composite lined Phase VII Landfill Cell 14 covering approximately 13.75 acres. The proposed expansion will occur at the southern end of the existing Landfill adjacent to the newly constructed Cell 13 and include the excavation of approximately 2-feet to 60-feet of native/stockpile soil to achieve the proposed subgrade elevations for Cell 14 immediately before the double-composite liner, including the leachate collection system and leachate pump station, are installed. The sequence of geosynthetic liner materials for the base of Cell 14 will be installed and constructed in ascending order as follows: prepared subgrade, secondary geosynthetic clay liner (GCL), secondary geomembrane liner (GML), secondary geocomposite, secondary leachate collection system (LCS), primary GCL, primary GML, primary geocomposite, primary sand drainage layer, primary LCS, and the primary Leachate Pumping Station including all piping, instrumentation and appurtenances. The leachate generated by the refuse within the Landfill will filter through the sand layer to the primary GML and the leachate collection piping system. The leachate will drain within the collection pipes by gravity to sumps located within the lined landfill area. Leachate pumps located within the sumps will pump the leachate to the Raw Leachate Storage Tank. The leachate system for Cell 14 will be connected to the existing landfill leachate collection system. | 292206 | 2018-09-11 |  | 1587 | 0 | 0 | 0 | 0 | 0 | 0 | 0 | 0 | 0 | 0 | 0 | 0 | 0 | 0 | 0 | 4826634 | 0 | 0 | 0 | 0 | 0 | 0 | 4826634 | Gloucester County, New Jersey | 39.7172 | -75.1417 | 100 | Yes
403 | Region 3 | Delaware | Smyrna, Town of | CW-2017-006 | Loan | Not Applicable | Amendment | 2018-12-19 | 1705275 | 2021-06-15 | 2838600 | No | No | 0 |  | South Main Street Utility Replacement Project | The project includes the installation of approximately 1,280 linear feet of 12 PVC pipe and 440 linear feet of 10 PVC pipe. The parallel sections of the sewer main would be abandoned and replaced with a single section of piping. Additionally, all associated sewer laterals and manholes would be replaced. The sewer main will be installed via open-cut-trenching, which will require roadway, curb, and sidewalk restoration. See the PER for a more detailed project description. | 2120 | 2018-05-01 |  | 1596 | 0 | 0 | 0 | 0 | 0 | 0 | 2838600 | 0 | 0 | 0 | 0 | 0 | 0 | 0 | 0 | 0 | 0 | 0 | 0 | 0 | 0 | 0 | 2838600 | Town of Smyrna, Delaware | 39.2923 | -75.6079 | 96.45 | Yes
404 | Region 2 | New Jersey | Franklin Twp SA | 340839-07 CLP | Loan | Not Applicable | Amendment | 2018-12-18 | 1729561 | 2020-05-13 | 1671534 | No | No | 0 | Foxwood Drive Area & Parkside Area | Foxwood Drive Area - South Crossing I&I Reduction | Franklin Township Sewerage Authority is pursuing financial assistance from the New Jersey Water Bank for the rehabilitation, CCTV inspection, and cleaning of approximately 41,000 linear feet (LF) of ACP, and 660 LF of sewer lateral; CIPP lining of approximately 7,500 LF of existing ACP gravity sewer main 8-inch diameter sewer main; 1,600 LF of 10-inch diameter sewer main; CIPP lining of approximately 175 units 4-inch diameter service laterals; 85 units 6-inch diameter service laterals; 500 LF 4-inch diameter service laterals; 550 LF 6-inch diameter service laterals; and a point repair (PR); grout and pressure testing of joints of approximately 250 LF of 8-inch diameter sewer main. The Franklin Township Sewerage Authority (FTSA) recently experienced two (2) wet weather Sanitary Sewer Overflows (SSOs) at a shallow manhole (Manhole No. 938) located near 858 Easton Avenue. Subsequent to the events previously noted, FTSA received and executed, a United States Environmental Protection Agency (USEPA) Agreed Order (Docket No. CWA-O2-2016-3037) to conduct an investigation (I & I Study) on portions of the FTSA System causing the SSOs at Manhole No. 938. | 50000 | 2018-06-18 |  | 1597 | 0 | 0 | 1671534 | 0 | 0 | 0 | 0 | 0 | 0 | 0 | 0 | 0 | 0 | 0 | 0 | 0 | 0 | 0 | 0 | 0 | 0 | 0 | 1671534 | Franklintown, New Jersey | 40.8223 | -74.1599 | 100
405 | Region 2 | New Jersey | Mount Arlington Borough | 340451-05 SS AMP CLP | Loan | Not Applicable | Amendment | 2018-12-18 | 159456 | 2023-10-25 | 430273 | No | Yes | 100000 | MOUNT ARLINGTON SANITARY WASTEWATER COLLECTION SYSTEM | WASTEWATER SYSTEM ASSET MANAGEMENT PLAN | The project includes the development of an Asset Management Plan for the Borough of Mount Arlington in order to make sound decisions on future infrastructure improvements to their sewer system. The purpose of the plan will be to develop an inventory of asset ownership, identify needs, project life cycle of assets, and develop a sustainable spending plan for reinvestment into the Borough's sewer system infrastructure to continue to provide the high level of uninterrupted service to the Boroughs residents. | 5251 | 2018-12-12 |  | 1598 | 0 | 0 | 0 | 0 | 0 | 0 | 430273 | 0 | 0 | 0 | 0 | 0 | 0 | 0 | 0 | 0 | 0 | 0 | 0 | 0 | 0 | 0 | 430273 | Mount Arlington, New Jersey | 40.9278 | -74.6346 | 100 | Yes
406 | Region 3 | Pennsylvania | City of Johnstown | 71435 | Loan | Not Applicable | Initial Agreement | 2018-12-18 | 10900000 | 2018-12-18 | 10900000 | Yes | Yes | 6993440 |  | Johnstown City - Kernville Sanitary/Storm Water Separation Project | The City plans to replace/rehabilitate approximately 31,000 linear feet of 8, 10, and 12 antiquated sewer collection line by method of open cut and trenchless/slipping lining technologies. In addition, all manholes within the design will also be replaced and rehabilitated and all existing laterals will be replaced within the public right-of-way from the collection line to the property line. The City will take the appropriate steps to ensure that all customers have their lateral line either televised or pressure tested upon reconnecting to the newly installed system. Remove excess infiltration and reduce SSO's during wet weather ---- A multi-phase project ---- Treatment provided at the existing Johnstown Dornick Point STP NPDES # PA 0026034. Environmental benefits include reducing the flow of untreated or inadequately treated sewage to the City's waterways during wet weather. | 20913 | 2019-02-01 | 2020-03-01 | 1599 | 0 | 0 | 3640000 | 0 | 0 | 0 | 7260000 | 0 | 0 | 0 | 0 | 0 | 0 | 0 | 0 | 0 | 0 | 0 | 0 | 0 | 0 | 0 | 10900000 | Johnstown, Pennsylvania | 40.3259 | -78.9175 | 100
407 | Region 3 | Pennsylvania | Clarion Borough | 78019 | Loan | Not Applicable | Final Agreement | 2018-12-18 | 1560675 | 2021-07-30 | 1473979.7 | Yes | Yes | 1001329 |  | Clarion Borough - Center Place Storm Sewer | The project consists of 22 inlets and 2835 feet of storm sewer. The existing undersized 36 storm sewer will be replaced with a 48 SLCPP storm sewers. The new storm sewer will connect to the existing 52 CMP located in the Mikes Comet parking lot. | 5276 | 2018-12-19 | 2021-07-01 | 1600 | 0 | 0 | 0 | 0 | 0 | 0 | 0 | 0 | 0 | 0 | 0 | 0 | 0 | 0 | 0 | 0 | 0 | 0 | 1473979.7 | 0 | 0 | 0 | 1473979.7 | Clarion, Pennsylvania | 41.2115 | -79.3809 | 100
408 | Region 3 | Pennsylvania | Stormwater Authority of the City of Chester | 72811 | Loan | Not Applicable | Final Agreement | 2018-12-12 | 4888205 | 2022-12-28 | 4313473.23 | No | No | 0 |  | Chester Stormwater Construction Nov. 2017 | The projects include Green Infrastructure practices that include four bioretention cells and 7250 sf permeable pavement that detain or retain approximately 3.7 acres of contributing untreated stormwater runoff. The project will also establish a storm drain catch basin retrofit program that will eventually be used throughout the City. A series of 70 prototype inlets (all in the separate sewer area) will be used to retrofit or replace the existing inlets. | 34046 | 2018-12-13 | 2022-11-01 | 1601 | 0 | 0 | 0 | 0 | 0 | 0 | 0 | 0 | 0 | 0 | 0 | 0 | 0 | 0 | 0 | 0 | 0 | 0 | 0 | 4313473.23 | 0 | 4313473.23 | 0 | Chester, Pennsylvania | 39.8527 | -75.3607 | 100 | Yes
409 | Region 3 | Pennsylvania | Chester County Conservation District | 72814 | Loan | Not Applicable | Final Agreement | 2018-12-06 | 307000 | 2021-05-11 | 295930.74 | Yes | Yes | 295930.74 | Ira Beiler Farm | Chester CCD - Manure Storage | The project consists of a 58' x 10' Manure Storage, 3000 sq ft reception pit, 2100 sq ft gravel access, surface inlets, underground drains, and root runoff controls. The project will provide 6 months of waste storage, and divert surface water away from animal heavy use areas. | 1 | 2019-03-01 | 2019-07-31 | 1608 | 0 | 0 | 0 | 0 | 0 | 0 | 0 | 0 | 0 | 295930.74 | 0 | 0 | 0 | 0 | 0 | 0 | 0 | 0 | 0 | 0 | 0 | 0 | 295930.74 | Chester County, Pennsylvania | 39.9731 | -75.7484 | 100 | Yes
410 | Region 2 | New Jersey | Burlington City | 340140-01 | Loan | Not Applicable | Amendment | 2018-11-29 | 1058100 | 2021-03-21 | 1022234 | No | No | 0 | Wastewater Treatment Plant | Stormwater pump replacement | This project is for the replacement/upgradation of existing stormwater pumps on an existing concrete slab (17 feet by 15 feet). The City's existing stormwater pumps and wastewater treatment facility (proposed project site) are located on Block 22, Lot 2 and is bounded by West Broad Avenue, Uhler Avenue, and Highland Avenue within the City. The localized watershed draining to Kennedy Lake is approximately 1,200 acres. Upgrades are required to mitigate potential water damage and increase the stormwater flow capacity of the stormwater pump discharge system. The work consists of an upgrade of one 60-horsepower stormwater pump and one 100-horsepower stormwater pump to two 150-horsepower pumps. Each pump will be rated at 20,000 gallons per minute (gpm), at 19 feet of total discharge head. The pumps will be elevated from 5.06 feet to elevation 15.0 feet which is above 500-year flood elevation. The existing sump pit will remain. The existing pumps are more than 60 years of age and replacement parts are unavailable. | 9920 | 2017-06-13 |  | 1609 | 0 | 0 | 0 | 0 | 0 | 0 | 0 | 0 | 0 | 0 | 0 | 0 | 0 | 0 | 0 | 0 | 0 | 0 | 1022234 | 0 | 0 | 0 | 1022234 | Burlington, New Jersey | 40.0709 | -74.8551 | 100 | Yes
411 | Region 3 | Delaware | Newark, City of | CW-2015-015 | Loan | Not Applicable | Initial Agreement | 2018-11-27 | 9000000 | 2018-11-27 | 9000000 | No | No | 0 |  | Rodney Dormitory Stormwater Management Project | City of Newark is submitting an application for a State Revolving Fund Loan for the project referred to as the Rodney Dormitory Site Stormwater Management Project. This Project will include the construction of a stormwater pond to improve stormwater quantity and quality within the City. These improvements will help the City manage flooding and meet the requirements of the their national Pollutant Discharge Elimination System (NPDES) permit. For a more detailed description of the project refer to the attached Preliminary Engineering Report (PER). Along with the stormwater management features, park amenities will be constructed to provide passive recreation to the citizens of Newark. | 10000 | 2019-02-01 | 2022-12-31 | 1611 | 0 | 0 | 0 | 0 | 0 | 0 | 0 | 0 | 0 | 0 | 0 | 0 | 0 | 0 | 0 | 0 | 0 | 0 | 0 | 9000000 | 0 | 9000000 | 0 | Newark, Delaware | 39.6817 | -75.7536 | 100 | Yes
412 | Region 3 | Pennsylvania | Capital Region Water | 71436 | Loan | Not Applicable | Initial Agreement | 2018-11-20 | 11136900 | 2018-11-20 | 11136900 | No | No | 0 | Front Street Pump Station | Capital Region Water - Front Street Pump Station Upgrade | Replace the four (4) solids handling pumps and motors, Provide new VFDs for the pumps (4), Replace discharge pipe and valves inside the Pump Station, Replace the two (2) existing bar screen units and screenings handling equipment, Replace the existing hydraulic (oil) system with new actuated valves, Provide effluent flow meters, Replace the Motor Control Center, Replace the electric switch gear/emergency power generation, Upgrade the existing SCADA telemetry, Replace HVAC equipment, Miscellaneous building repairs including brick, tiles, handrails, toe plates, egress, etc., Upgrades necessary to meet OSHA, NFPA or other code requirements, Electrical Improvements, Plumbing Improvements, Install a 40' x 40' green roof, and Replace 65 feet of force main. Environmental benefits include reducing the flow of untreated or inadequately treated sewage to the City's waterways during wet weather. | 89400 | 2018-12-01 | 2020-05-04 | 1612 | 0 | 0 | 0 | 0 | 0 | 0 | 11136900 | 0 | 0 | 0 | 0 | 0 | 0 | 0 | 0 | 0 | 0 | 0 | 0 | 0 | 0 | 0 | 11136900 | Harrisburg, Pennsylvania | 40.2596 | -76.8819 | 100
413 | Region 3 | Delaware | New Castle County | CW-2017-010 | Loan | Not Applicable | Initial Agreement | 2018-11-07 | 2538000 | 2018-11-07 | 2538000 | No | No | 0 |  | Muddy Six Sewer Rehab and 3 Stormwater Ponds | 1) Muddy Six - JMT recommends that approximately 3,500 LF of sanitary sewer gravity main be upgraded from 10 to 12 diameter. These upgrades will increase the capacity of the SC-18 sub-basin to improve the LOS. The upgraded system will be able to convey flows from a 5-Year design storm for the Rim minus 4-feet hydraulic grade threshold and below the rim for a 10-Year design storm. This alternative was chosen based on the comparison of all the scenarios considered, associated cost estimates and relative risk for each scenario Stormwater Ponds - 2) Morningside, 3) Hunters Ridge, and 4) Perch Creek | 4700 |  |  | 1619 | 0 | 0 | 0 | 0 | 0 | 0 | 1703000 | 0 | 0 | 0 | 0 | 0 | 0 | 0 | 0 | 0 | 0 | 0 | 835000 | 0 | 0 | 0 | 2538000 | New Castle County, Delaware | 39.5784 | -75.6389 | 100 | Yes
414 | Region 3 | Pennsylvania | Armstrong Conservation District | 72816 | Loan | Not Applicable | Final Agreement | 2018-11-06 | 904994 | 2019-08-27 | 900628.05 | Yes | Yes | 900628.05 | Armstrong Trail | Armstrong Conservation District - NPS Control Phase III | The proposed project will provide for 5,400' of new stormwater runoff conveyance channels to restore functionality of the stormwater conveyance along the corridor, provide for 1,000 of infiltration trenches to attenuate stormwater concerns, clean and restore functionality of 500 of clogged drainage pipes, construct 1,480' of new HDPE culverts, and revegetate all disturbed areas using native plants species. | 1207 | 2018-11-07 | 2019-05-06 | 1620 | 0 | 0 | 0 | 0 | 0 | 0 | 0 | 0 | 0 | 0 | 0 | 900628.05 | 0 | 0 | 0 | 0 | 0 | 0 | 0 | 0 | 0 | 0 | 900628.05 | Armstrong, Pennsylvania | 41.0959 | -80.0517 | 100
415 | Region 3 | Delaware | Lewes Board of Public Works | CW-2014-003 | Loan | Not Applicable | Initial Agreement | 2018-11-01 | 2315000 | 2018-11-01 | 2315000 | No | No | 0 |  | Savannah Place Wastewater Collection System | The project will install approximately 3,225 feet of 8-inch sewer main, 950 feet of 6-inch sewer lateral, 30 6-inch house lateral cleanouts, 2,660 feet of 4-inch sewer lateral, and 12 4-ft diameter precast concrete manholes to serve the existing Savannah Place development. Also included in this project is the installation of a new Regional Pump Station, and 4.260 feet of 0-inch PVC force main. Currently, the Savannah Place development is situated outside City limits, and residential sewer management is provided by 30 individual on-site septic systems. Installation of public sanitary sewer will eliminate said on-site septic tanks, located just outside the Board's wellfield wellhead protection area. | 114 | 2018-11-01 |  | 1621 | 0 | 0 | 0 | 2315000 | 0 | 0 | 0 | 0 | 0 | 0 | 0 | 0 | 0 | 0 | 0 | 0 | 0 | 0 | 0 | 0 | 0 | 0 | 2315000 | 107 Franklin Ave, Lewes, Delaware, 19958 | 38.773 | -75.1382 | 100 | Yes
416 | Region 2 | New Jersey | West Deptford Twp | 340947-05 | Loan | Not Applicable | Amendment | 2018-10-31 | 1370760 | 2021-06-10 | 1187954 | No | No | 0 | Pump Station 4 and Pump Station 6 | Replacement of Pump Stations 4 and 6 | The project generally consists of the rehabilitation of two existing pump stations (designated by the Township as No. 4, located at 1660 Crown Point Road (Block 129, Lot 1), and No. 6, located at 603 Prince Street (Block 226.01, Lot 1)). The existing stations are of submarine type (separate wet and dry wells); rehabilitation of the wet wells is proposed to accommodate submersible pumps of identical capacity to obviate the need for confined space entry to conduct future maintenance of the pumps. New pump controls and alarm systems are to be installed, as well as onsite diesel-fueled back-up power generators at each pump station. | 8600 | 2018-08-27 |  | 1622 | 0 | 0 | 0 | 0 | 0 | 0 | 1187954 | 0 | 0 | 0 | 0 | 0 | 0 | 0 | 0 | 0 | 0 | 0 | 0 | 0 | 0 | 0 | 1187954 | West Deptford Township, Township of West Deptford, New Jersey | 39.8423 | -75.1963 | 100 | Yes
417 | Region 3 | Pennsylvania | Liberty Borough | 75330 | Loan | Not Applicable | Final Agreement | 2018-10-30 | 1200000 | 2021-02-25 | 1041939.86 | No | No | 0 | Liberty Borough | Liberty Borough - 2018 Sewer Deficiency Repairs | The proposed construction project involves sanitary sewer rehabilitation and repairs. Environmental benefits include eliminating the potential discharge of inadequately treated sewage to the community's waterways. | 2551 | 2018-11-05 | 2021-03-01 | 1623 | 0 | 0 | 0 | 0 | 0 | 0 | 1041939.86 | 0 | 0 | 0 | 0 | 0 | 0 | 0 | 0 | 0 | 0 | 0 | 0 | 0 | 0 | 0 | 1041939.86 | Liberty, Pennsylvania | 40.325 | -79.8567 | 100
418 | Region 2 | New Jersey | Howell Twp | 344040-02 BB | Loan | Not Applicable | Amendment | 2018-10-25 | 11957204 | 2022-06-23 | 11643429 | No | Yes | 2000000 |  | Freewood Acres & Route 9 North Sanitary Sewer Extension | Howell Township proposes to extend approximately 45,500 linear feet of sanitary sewer to approximately 475 residential properties and to approximately 457,100 square feet of commercial space within the Freewood Acres section of the Township and along Route 9 North from south of West Farms Road to Casino Drive. Sewage will be conveyed via 8-inch, 10-inch and 12-inch diameter polyvinyl chloride (PVC) pipe and 8-inch ductile iron pipe (DIP) to the existing Manasquan River Regional Sewerage Authority interceptor to the Ocean County Utilities Authority Northern Water Pollution Control Facility. The proposed project will alleviate potential public health concerns due to aging septic systems that contribute to surface water runoff and the possibility of private well contamination. | 2400 | 2018-08-13 |  | 1625 | 0 | 0 | 0 | 11643429 | 0 | 0 | 0 | 0 | 0 | 0 | 0 | 0 | 0 | 0 | 0 | 0 | 0 | 0 | 0 | 0 | 0 | 0 | 11643429 | Howell Township, New Jersey | 40.1918 | -74.1996 | 100
419 | Region 2 | New Jersey | North Hudson SA | 340952-30 | Loan | Not Applicable | Amendment | 2018-10-25 | 17326733 | 2022-06-23 | 16426550 | No | No | 0 | ADAMS STREET WTP | 2017 Adams Street Wastwater Treatment Plant Improvements, Purac System Upgrades, Phase 3 Physical system Improvements | The project is for Phase 3 Improvements at Adams Street WWTP. The NHSA plans to upgrade/restore the existing 10 PURAC cells. Rehabilitation of each PURAC cell will include replacement of instruments and valves, replacement of nozzles for introducing dissolved air, new chain and flight mechanisms for float removal, and all associated work related to the replacement of pumps, motors, valves and piping, including the installation of a new gas detection system in the Primary Facilities Building. The PURAC Flo-filter process system was installed over 20 years ago, is at the end of its useful life, and is showing signs of imminent failure. | 180687 | 2018-07-02 |  | 1626 | 0 | 0 | 0 | 0 | 0 | 16426550 | 0 | 0 | 0 | 0 | 0 | 0 | 0 | 0 | 0 | 0 | 0 | 0 | 0 | 0 | 0 | 0 | 16426550 | 1600 Adams St, Hoboken, New Jersey, 07030 | 40.756 | -74.0321 | 100
420 | Region 2 | New Jersey | Paulsboro | 340164-01 | Loan | Not Applicable | Amendment | 2018-10-23 | 2187935 | 2021-11-23 | 2114072 | No | No | 0 |  | Thomson Avenue Infrastructure Improvement Project - Storm Sewer | The project consists of replacing the existing Saw-toothed storm sewer system. The work will commence at the intersection of Thomson and Paul Avenues and terminated at the outfall at Mantua Creek. The proposed work include installation of approximately 3,745 linear feet of new reinforced concrete storm sewer pipe ranging in size from 12-inches to 48-inches in diameter, 27 new inlets and 17 new manhole structures. The proposed work also includes installation of storm sewer on Swedesboro Avenue and 775 linear feet of storm sewer at the section of Thomson Avenue in between Elizabeth Avenue and Huff Avenue, and addition of four (4) inlets at the intersection of Thomson Avenue and Huff Avenue. Improvement of the existing outfall at Mantua Creek will also be included. | 240 | 2017-07-06 |  | 1629 | 0 | 0 | 0 | 0 | 0 | 0 | 0 | 0 | 0 | 0 | 0 | 0 | 0 | 0 | 0 | 0 | 0 | 0 | 2114072 | 0 | 0 | 0 | 2114072 | Paulsboro, New Jersey | 39.8302 | -75.2404 | 100 | Yes
421 | Region 3 | Pennsylvania | Stormwater Authority of the City of Chester | 72701 | Loan | Not Applicable | Final Agreement | 2018-10-18 | 4822315 | 2022-12-28 | 3888289.04 | No | No | 0 |  | Chester City Stormwater Auth - Feb. 2018 Projects | This project is the second phase of the catch basin retrofit program that was initiated previously. Approximately 250 existing catch basins will be retrofit or replaced. Areas in and around the new inlets will be used to reduce stormwater volume and filter or trap sediments, bacteria, trash, and other pollutants. | 34046 | 2018-10-19 | 2020-10-18 | 1630 | 0 | 0 | 0 | 0 | 0 | 0 | 0 | 0 | 0 | 0 | 0 | 0 | 0 | 0 | 0 | 0 | 0 | 0 | 0 | 3888289.04 | 0 | 3888289.04 | 0 | Chester, Pennsylvania | 39.8527 | -75.3607 | 100 | Yes
422 | Region 3 | Pennsylvania | Sandy Lake Township | 75311 | Loan | Not Applicable | Initial Agreement | 2018-10-09 | 618150 | 2018-10-09 | 618150 | Yes | Yes | 310639 | Lakeview Joint Sewer Authority WWTP | Sandy Lake Township - Mercer Road and Walnut Street Pressure Sewer System | The proposed solution includes a sewer system consisting of 26 simplex grinder pumps, 3 duplex grinder pumps, and assorted pressure sewer and pressure main. The low pressure sewer system will connect to the Sandy Lake Borough sewer system on US Route 62 at the Sandy lake Borough-Sandy Lake Township line with conveyance to the Lakeview Joint Sewer Authority WWTP for treatment. Environmental benefits include reducing or eliminating surface water contamination resulting from malfunctioning onlot systems and a wildcat sewer. | 63 | 2018-11-01 | 2019-08-31 | 1632 | 0 | 0 | 0 | 618150 | 0 | 0 | 0 | 0 | 0 | 0 | 0 | 0 | 0 | 0 | 0 | 0 | 0 | 0 | 0 | 0 | 0 | 0 | 618150 | Sandy Lake Township, Pennsylvania | 41.3391 | -80.0541 | 100
423 | Region 3 | Pennsylvania | Tri-Municipal Park | 72807 | Loan | Not Applicable | Initial Agreement | 2018-09-25 | 323669 | 2018-09-25 | 323669 | No | Yes | 215778 | Tri-Municipal Park | Tri-Municipal Park - Storm Water Improvements for Phase 1 | The project consists of vegetated swales, rain gardens, and a detention/infiltration basin. The project will eliminate stormwater runoff to the stream. | 7160 | 2018-08-26 | 2019-01-16 | 1638 | 0 | 0 | 0 | 0 | 0 | 0 | 0 | 0 | 0 | 0 | 0 | 0 | 0 | 0 | 0 | 0 | 0 | 0 | 0 | 323669 | 0 | 323669 | 0 | 2400 Upper Brush Valley Rd, Centre Hall, Pennsylvania, 16828 | 40.8413 | -77.6996 | 100
424 | Region 3 | Delaware | Dover, City of | CW-2016-003 | Loan | Not Applicable | Initial Agreement | 2018-09-21 | 881400 | 2018-09-21 | 881400 | No | No | 0 |  | Dover Pump Stations Project | Delaware Tech Pump Station - Replace pump station: The existing recessed wet well pump station will be replaced with new skid mounted suction lift pumps. The replacement will include a new pumping system, controls, float system, and SCADA. Additionally, the existing wet well will be inspected and rehabilitated if necessary. Silver Lake Pump Station - Replace pump station: The existing recessed wet well pump station will be replaced with new skid mounted suction lift pumps. The replacement will include a new pumping system, controls, float system, and SCADA. Additionally, the existing wet well will be inspected and rehabilitated if necessary. Walker Woods Pump Station - Replace pump station: The existing recessed wet well pump station will be replaced with new skid mounted suction lift pumps. The replacement will include a new pumping system, controls, float system, and SCADA. Additionally, the existing wet well will be inspected and rehabilitated if necessary. | 664 | 2018-06-01 |  | 1639 | 0 | 0 | 0 | 0 | 0 | 0 | 881400 | 0 | 0 | 0 | 0 | 0 | 0 | 0 | 0 | 0 | 0 | 0 | 0 | 0 | 0 | 0 | 881400 | Dover, Delaware | 39.1588 | -75.5211 | 100 | Yes
425 | Region 2 | New Jersey | Vernon Twp | 340745-03 | Loan | Not Applicable | Amendment | 2018-09-18 | 100000 | 2023-01-27 | 2077152 | No | Yes | 100000 | SUSSEX CNTY MUA UPPER WALLKILL FACILITY | Pump Station 2 rehabilitation & Asset Managment | This project will replace the aging Wastewater Pump Station 2 located off Sand Hill Road, near the Black Creek Sanctuary community in the Township of Vernon. The project consists of the replacement of Pump Station 2 with a new pump station, and the construction of a new utility building with an emergency generator. The site location is within the Highlands Planning Area. The project will not increase wastewater flows or result in an expansion of the sewer service area. This project also includes the development of a clean water asset management plan for the Township. | 23943 | 2018-06-18 | 2023-10-15 | 1640 | 0 | 0 | 0 | 0 | 0 | 0 | 2077152 | 0 | 0 | 0 | 0 | 0 | 0 | 0 | 0 | 0 | 0 | 0 | 0 | 0 | 0 | 0 | 2077152 | Vernon Township, New Jersey | 41.1974 | -74.4856 | 100
426 | Region 3 | Pennsylvania | Burrell Township Sewer Authority | 75335 | Loan | Not Applicable | Final Agreement | 2018-09-04 | 10125809.5 | 2020-12-31 | 9839996.07 | Yes | Yes | 3566998.58 |  | Burrell Twp SA - Waste Water Treatment Plant Improvements | Project consists of upgrades to the authority's existing WWTP. As part of the project, the treatment process will be converted from extended air to sequencing batch reactors. Improvements will include construction of a new control/office building, construction of a new influent wet well and pumping system; installation of a headworks screening facility; construction of two new sequencing batch reactor treatment tanks and two new aerobic digestors, installation of sludge processing equipment; construction of a SBR/Headworks/Digestor/Sours Processing Building; construction of an ultraviolet disinfection system and associated building; installation of an emergency generator; installation of all necessary equipment, piping, and appurtenances for operation and control of the new process units and equipment; and demolition or abandonment of tanks and equipment eliminated from service. | 1610 | 2018-09-10 | 2020-04-02 | 1648 | 0 | 0 | 0 | 0 | 0 | 9839996.07 | 0 | 0 | 0 | 0 | 0 | 0 | 0 | 0 | 0 | 0 | 0 | 0 | 0 | 0 | 0 | 0 | 9839996.07 | Burrell Township, Pennsylvania | 40.6706 | -79.4647 | 100
427 | Region 2 | New Jersey | Little Egg Harbor MUA | 344060-02 BB | Loan | Not Applicable | Amendment | 2018-08-23 | 4010227 | 2020-05-13 | 3846503 | No | Yes | 1970611 |  |  | Little Egg Harbor Township proposes to remove the existing stormwater drainage collection system, which consists of approximately 6,826 linear feet of drainage pipe, 83 inlets, 4 manholes, and 290 linear feet of bulkhead at 13 outfall locations. The Township will replace the above items with a new reconfigured stormwater drainage collection system, which will consist of approximately 8,915 linear feet of new drainage pipe, 112 new inlets, 4 new manholes, 12 new inline check valves, 290 linear feet of new bulkhead at 13 outfall locations, and the restoration of paved and un-paved areas. | 20065 | 2018-05-30 |  | 1656 | 0 | 0 | 0 | 0 | 0 | 0 | 0 | 0 | 0 | 0 | 0 | 0 | 0 | 0 | 0 | 0 | 0 | 0 | 3846503 | 0 | 0 | 0 | 3846503 | Little Egg Harbor, New Jersey | 39.5803 | -74.3606 | 100
428 | Region 2 | New Jersey | Manchester Twp | 340650-08 CLP | Loan | Not Applicable | Amendment | 2018-08-23 | 2588540 | 2021-06-10 | 2367483 | No | No | 0 | Eastern Service Area | Installation of Automated Meter Reading System and Replacement of Selected Meters | The project is for the installation of an automated meter reading system equipped with transceiver units as well as for the in-kind replacement of selected meter heads. The proposed installation of this automated (remote) meter reading system includes approximately 45 pit-mount, waterproof units and approximately 4,885 meters suitable for dry mount on residences, businesses and other structures. Each of these units - approximately 4,930 in total - will be a one-for-one replacement. The additional in-kind replacement of meter heads will be determined in the field, based upon inspection of each unit. | 43700 | 2018-06-14 |  | 1657 | 0 | 0 | 2367483 | 0 | 0 | 0 | 0 | 0 | 0 | 0 | 0 | 0 | 0 | 0 | 0 | 0 | 0 | 0 | 0 | 0 | 0 | 0 | 2367483 | Manchester Township | 39.9663 | -74.3679 | 100
429 | Region 3 | Pennsylvania | Bradford Sanitary Authority | 75325 | Loan | Not Applicable | Amendment | 2018-08-21 | 11066565 | 2021-08-30 | 11066242.01 | Yes | Yes | 2347800 | Bradford Sanitary Authority STP | Bradford Sanitary Authority Phase 3 Wastewater Treatment | The project consists of two (0.24 mg each ) aerobic digesters with blowers and pumps, a new chlorine building with two Chlorinators(2,000 gms/hr and 5,000 gms/hr), extended outfall diffuser, new vehicle storage facility/sewer crew workshop, repurposing sand beds to six 100 feet by 300 feet reed beds for sludge dewatering, demolition of the existing belt filter press and sludge conditioning lime feed facilities, two new waste activated sludge pumps each capable of 175 gpm at 30 feet total head, one new primary sludge pump, various architectural, electrical and HVAC upgrades, two stormwater BMP facilities and five new boundary meters. | 7268 | 2018-08-27 | 2021-09-01 | 1662 | 0 | 0 | 0 | 0 | 0 | 11066242.01 | 0 | 0 | 0 | 0 | 0 | 0 | 0 | 0 | 0 | 0 | 0 | 0 | 0 | 0 | 0 | 0 | 11066242.01 | Bradford, Pennsylvania | 41.9644 | -78.6263 | 100
430 | Region 3 | Pennsylvania | Lyme Emporium Highlands II LLC | 72812 | Loan | Not Applicable | Initial Agreement | 2018-07-31 | 24549885 | 2018-07-31 | 24549885 | No | No | 0 |  | Lyme Pennsylvania Headwaters/Sterling Run Conservation Restoration, Phase Two | This project will create a Working Forest Conservation Easement (WFCE), and construct a passive treatment system within the Sterling Run Tract adjacent to abandoned surface coal mines. | 65992 | 2018-08-01 | 2023-02-03 | 1672 | 0 | 0 | 0 | 0 | 0 | 0 | 0 | 0 | 0 | 0 | 0 | 200000 | 0 | 0 | 0 | 0 | 24349885 | 0 | 0 | 0 | 0 | 24349885 | 200000 | Highlands, Pennsylvania | 41.0134 | -75.8827 | 82.58
431 | Region 3 | Pennsylvania | Lyme Emporium Highlands II LLC | 72810 | Loan | Not Applicable | Initial Agreement | 2018-07-31 | 25450115 | 2018-07-31 | 25450115 | No | No | 0 |  | Lyme Pennsylvania Headwaters/ Sterling Run Conservation and Restoration | The project will provide immediate and permanent water quality protection for 9,400 acres of unprotected land in Cameron County (the Cameron Highlands/ Sterling Run drainage). The protection will be secured through Lymes delivery of a working forest conservation easement, a permanent encumbrance to be held by unit of Pennsylvania government. The easement will provide enhanced riparian protection designed to reduce sedimentation, regulate stream temperatures, enhance water quality, and provide drinking water source protection. The easement will also establish a framework for completing acid mine drainage (AMD) restoration of the Sterling Run drainage. | 64237 | 2018-08-01 | 2022-10-07 | 1673 | 0 | 0 | 0 | 0 | 0 | 0 | 0 | 0 | 0 | 0 | 0 | 1100000 | 0 | 0 | 0 | 0 | 24350115 | 0 | 0 | 0 | 0 | 24350115 | 1100000 | Highlands, Pennsylvania | 41.0134 | -75.8827 | 82.58
432 | Region 3 | Pennsylvania | York County Rail Trail Authority | 72808 | Loan | Not Applicable | Final Agreement | 2018-07-10 | 950000 | 2022-07-12 | 759107.94 | Yes | Yes | 759107.94 |  | York Rail Trail Authoriy - Northern Ext Heritage Rail Trail: RT 30 to N George St | The project will construct a 1.2-mile section of trail, a ramp connecting an existing parking area to an existing bridge/walkway across the Codorus Creek; and a pedestrian bridge to cross Willis Run, a small stream that enters Codorus Creek. The project throughout includes on-site infiltration systems, and will enhance the naturally occurring riparian buffer of the adjacent section of the Codorus Creek . | 437000 | 2018-07-11 | 2020-01-21 | 1688 | 0 | 0 | 0 | 0 | 0 | 0 | 0 | 0 | 0 | 0 | 0 | 719107.94 | 0 | 0 | 0 | 0 | 40000 | 0 | 0 | 0 | 0 | 40000 | 719107.94 | York County, Pennsylvania | 39.9199 | -76.7265 | 100
433 | Region 3 | Pennsylvania | Township of Mercer | 75329 | Loan | Not Applicable | Final Agreement | 2018-07-03 | 4181100 | 2021-01-26 | 3213576.13 | Yes | Yes | 2942028.95 | Mercer Township Sanitary Sewer | Mercer Township Sanitary Sewer Extensions & RSF Treatment Plant | To serve the properties along SR 58 west of Harrisville, low pressure sewers mains will be installed along with 29 individual grinder pumps. Approx. 4,096 LF of 2" & 3" pressure main line will be installed with the west extension. To serve the properties along SR 58 east of Harrisville, a combination of gravity and low pressure sewers mains will be installed along with 7 individual grinder pumps. Approx. 1,341 LF of 2" pressure main and 2,761 LF of 8" gravity main line will be installed with the extension to the east. For the Village of Forestville, approx. 1,555 LF of 2" low pressure sewer main line and 18 individual grinder pumps will be installed along with approx. 8,233 LF of 8" gravity sewer main. The Grove City Borough STP has capacity to treat the proposed flows from the extension portion of the project. The RSF treatment plant for the Village of Forestville has been permitted for a design flow of 0.022 million gallons per day and an organic design capacity of 48.0 pounds of BOD5 per day. | 303 | 2018-07-05 | 2020-07-01 | 1689 | 0 | 0 | 0 | 1915502.95 | 0 | 1298073.18 | 0 | 0 | 0 | 0 | 0 | 0 | 0 | 0 | 0 | 0 | 0 | 0 | 0 | 0 | 0 | 0 | 3213576.13 | Township of Mercer, Pennsylvania | 41.127 | -80.011 | 99.55
434 | Region 3 | Delaware | Delaware City, City of | CW-2017-005 | Loan | Not Applicable | Initial Agreement | 2018-07-02 | 790000 | 2018-07-02 | 790000 | No | No | 0 |  | Washington Street Flood Mitigation Phase II | Install 133 feet of 30" and 249 feet of 36" HDPE storm water sewer main along Washington Street and interconnect with the existing 24" RCP storm water sewer main. Install three new inlet and two interconnecting drainage inlet structure on the new and existing pipes, respectively. Install a triplex pumping station and associated equipment to pump the Stormwater to the Delaware River. | 1700 | 2018-08-20 |  | 1690 | 0 | 0 | 0 | 0 | 0 | 0 | 0 | 0 | 0 | 0 | 0 | 0 | 0 | 0 | 0 | 0 | 0 | 0 | 790000 | 0 | 0 | 0 | 790000 | Delaware City, Delaware | 39.573 | -75.5948 | 100 | Yes
435 | Region 3 | Delaware | NPS Agriculture Program | 2018NPSAG | Loan | Not Applicable | Initial Agreement | 2018-06-30 | 12600 | 2018-06-30 | 12600 | No | No | 0 |  | Agricultural Non Point Source Program | 319 Agriculture BMPs(poultry and dairy) Sussex County | 3 |  | 2018-06-30 | 1691 | 0 | 0 | 0 | 0 | 0 | 0 | 0 | 0 | 0 | 12600 | 0 | 0 | 0 | 0 | 0 | 0 | 0 | 0 | 0 | 0 | 0 | 0 | 12600 | Delaware | 39.0081 | -75.4675 | 75 | Yes
436 | Region 3 | Delaware | NPS Septic Loan Program | 2018NPSSEP | Loan | Not Applicable | Initial Agreement | 2018-06-30 | 307417 | 2018-06-30 | 307417 | No | No | 0 |  | Septic Loan Rehabilitation Program | 319 Septic Rehabilitation Program Sussex County<br><br>319 Septic Rehabilitation Program Kent County | 43 |  |  | 1692 | 0 | 0 | 0 | 0 | 0 | 0 | 0 | 0 | 0 | 0 | 0 | 0 | 0 | 307417 | 0 | 0 | 0 | 0 | 0 | 0 | 0 | 0 | 307417 | Delaware | 39.0081 | -75.4675 | 75 | Yes
437 | Region 3 | Pennsylvania | Septic Program - 2018 | 99999 | Loan | Not Applicable | Initial Agreement | 2018-06-30 | 1208818 | 2018-06-30 | 1208818 | No | No | 0 |  |  |  | 61 |  |  | 1693 | 0 | 0 | 0 | 0 | 0 | 0 | 0 | 0 | 0 | 0 | 0 | 0 | 0 | 1208818 | 0 | 0 | 0 | 0 | 0 | 0 | 0 | 0 | 1208818 | Pennsylvania | 40.8965 | -77.8388 | 78.75
438 | Region 2 | New Jersey | Hoboken City | 340635-07 CLP | Loan | Not Applicable | Amendment | 2018-06-21 | 4292768 | 2021-06-10 | 4227278 | No | Yes | 1079652 | Washington Street | Washington Street Redesign - Green Infrastructure | The purpose of the proposed project is to control stormwater, improve water quality, and protect public health in the City of Hoboken (City) by reducing peak flows into the combined sewer system. The City's aging, overburdened combined sewer system and its floodplain location have led to frequent combined sewer overflows (CSOs) and stormwater inundation in certain portions of the City. The proposed Washington Street Redesign is a comprehensive project intended to improve stormwater management along the Washington Street commercial corridor. The proposed green infrastructure features are designed to filter and detain runoff that would otherwise directly enter the combined sewer system from Washington Street. The proposed Washington Street Redesign project entails the construction of fifteen bump out rain gardens designed to filter and detain 516 cubic feet (CF) of runoff. The proposed project includes the removal of approximately 4,451 square feet (SF) of impervious asphalt pavement from the existing paved roadway to accommodate the proposed green infrastructure features and creates 0.10 acres of new green space. | 50005 | 2016-10-27 |  | 1699 | 0 | 4227278 | 0 | 0 | 0 | 0 | 0 | 0 | 0 | 0 | 0 | 0 | 0 | 0 | 0 | 0 | 0 | 0 | 0 | 0 | 0 | 0 | 4227278 | Hoboken, New Jersey | 40.7435 | -74.0291 | 100
439 | Region 3 | Pennsylvania | Doylestown Township | 75332 | Loan | Not Applicable | Final Agreement | 2018-06-05 | 8599354 | 2023-04-25 | 8576617.52 | No | No | 0 |  | Doylestown - Pebble Ridge/ Woodridge and Vicinity Sewer Project | The project will provide public sewers serving 252 existing properties in the Pebble Ridge/Woodridge and Vicinity. Environmental benefits include eliminating the potential discharge of inadequately treated sewage to the community's waterways. | 59258 | 2018-08-01 | 2020-05-01 | 1706 | 0 | 0 | 0 | 8576617.52 | 0 | 0 | 0 | 0 | 0 | 0 | 0 | 0 | 0 | 0 | 0 | 0 | 0 | 0 | 0 | 0 | 0 | 0 | 8576617.52 | Doylestown Township, Pennsylvania | 40.2962 | -75.1393 | 100 | Yes
440 | Region 2 | New Jersey | Tuckerton Borough | 340034-03 | Loan | Not Applicable | Amendment | 2018-05-25 | 1391293 | 2019-05-23 | 1311939 | No | No | 0 | Borough of Tuckerton | Heron Road Sewer Main Replacement Project | The project consists of replacement-in-kind for a total of 3,010 linear feet of existing ACP deteriorated sanitary sewer mains, including laterals, cleanouts, and manholes. Proposed construction will consist of replacing existing sanitary sewer main (6-inches in diameter) with new polyvinyl chloride (PVC) pipe (8-inches in diameter). Proposed replacements will take place at Heron Road, located at the easterly end of South Green Street along lagoon-fronting lots. | 500 | 2018-03-12 |  | 1715 | 0 | 0 | 0 | 0 | 0 | 0 | 1311939 | 0 | 0 | 0 | 0 | 0 | 0 | 0 | 0 | 0 | 0 | 0 | 0 | 0 | 0 | 0 | 1311939 | Tuckerton, New Jersey | 39.6038 | -74.3372 | 100
441 | Region 2 | New Jersey | Cumberland County | 340438-03 CLP | Loan | Not Applicable | Initial Agreement | 2018-05-15 | 990099 | 2018-05-15 | 990099 | No | Yes | 495050 |  | Downe Township Sewer System | The objective of this project is to connect homes to a collection system and centralized treatment facility that would reduce the vulnerabilities of their individual sewage systems. Construction of packaged wastewater treatment plant and low pressure collection system for Fortescue and Gandys Beach in Downe Township to replace existing on-site individual septic systems. | 1300 | 2018-04-17 |  | 1736 | 0 | 0 | 0 | 495049 | 0 | 495050 | 0 | 0 | 0 | 0 | 0 | 0 | 0 | 0 | 0 | 0 | 0 | 0 | 0 | 0 | 0 | 0 | 990099 | Cumberland County, New Jersey | 39.3283 | -75.1293 | 100 | Yes
442 | Region 3 | Pennsylvania | Brockway Area Sewer Authority | 75326 | Loan | Not Applicable | Other | 2018-05-15 | 4968158 | 2020-02-26 | 5118158 | Yes | Yes | 1510765 |  |  | The project has 11 components - they include the N 219 vacuum pump station replacement; the Bond Street sanitary sewer replacement; a Circle Drive pump station; the Keystone Road sewer extension; replace existing vacuum chambers; replace treatment plant rotor VFD drives; replace scum pumps at the treatment plant; upgrade and replace the SCADA system; replace the Arch Street pump station rail system; replace the Broad Street force main; and the purchase of a utility vehicle. | 1574 | 2018-04-02 | 2019-06-30 | 1737 | 0 | 0 | 1175180 | 954631 | 0 | 605370 | 2382977 | 0 | 0 | 0 | 0 | 0 | 0 | 0 | 0 | 0 | 0 | 0 | 0 | 0 | 0 | 0 | 5118158 | 501 Main St, Brockway, Pennsylvania, 15824 | 41.249 | -78.7986 | 100
443 | Region 3 | Pennsylvania | Ebensburg Municipal Authority | 75328 | Loan | Not Applicable | Final Agreement | 2018-04-19 | 9000000 | 2022-03-14 | 8970327.24 | Yes | No | 0 |  | Waterway System Improvements | Proposed construction of combined sewer separation project including 300 LF of 21" PVC + 1450 LF of 18" PVC + 2250 LF of 15" PVC + 1625 LF of 12" PVC + 6850 LF of 10" PVC + 47750 LF of 8" PVC sanitary sewer + 915 lateral observation ports + 1775 LF of SLCPP storm sewer to eliminate 2 CSOs --- Treatment provided at the existing Ebensburg STP - NPDES Permit # PA 0022292. | 3148 | 2018-05-01 | 2022-04-01 | 1780 | 0 | 0 | 8970327.24 | 0 | 0 | 0 | 0 | 0 | 0 | 0 | 0 | 0 | 0 | 0 | 0 | 0 | 0 | 0 | 0 | 0 | 0 | 0 | 8970327.24 | Ebensburg, Pennsylvania | 40.4852 | -78.725 | 100
444 | Region 3 | Pennsylvania | Hastings Area Sewer Authority | 71433 | Loan | Not Applicable | Final Agreement | 2018-04-11 | 10592948 | 2020-12-31 | 10573591.45 | Yes | Yes | 3154101 |  | Hastings Area Sewer Authority Sanitary Sewer System Replacement Project | Proposed construction of sanitary sewer replacement project including 500 LF of 24" PVC + 750 LF of 18" PVC + 750 LF of 15" PVC + 375 LF of 12" PVC + 200 LF of 10" PVC + 53 000 LF of 8" PVC gravity sanitary sewer + 275 manholes + 695 lateral observation ports to eliminate sewer lateral basement back-ups and manhole overflows --- Treatment provided at the existing Hastings STP - NPDES Permit # PA 0023141. | 1547 | 2018-04-16 | 2019-07-25 | 1786 | 0 | 0 | 10573591.45 | 0 | 0 | 0 | 0 | 0 | 0 | 0 | 0 | 0 | 0 | 0 | 0 | 0 | 0 | 0 | 0 | 0 | 0 | 0 | 10573591.45 | Hastings, Pennsylvania | 40.6681 | -78.7112 | 100
445 | Region 3 | Pennsylvania | Lake City Municipal Sewer Authority | 75327 | Loan | Not Applicable | Final Agreement | 2018-04-10 | 5063240 | 2019-09-30 | 4727850.63 | No | No | 0 | Lake City MSA WWTP | Lake City MSA - Wastewater Treatment Plant Upgrade | The proposed project includes the construction of two new aerobic digesters with fine bubble membrane diffusers; construction of a sludge press building housing one rotary sludge press, sludge pump, polymer feed and flocculator; add course air diffusers to the existing RBCs; replace the RBCs with new units including media, shafts, bearings and drives; modification of the chlorine contact tanks to remove dechlorination equipment, add aeration, and increase the liquid capacity; install a new standalone dechlorination tank with aeration; provide a new lift station for the plant drainage; replace forcemain within the plant; and assorted other improvements. | 1086 | 2015-08-06 | 2018-12-31 | 1790 | 0 | 0 | 0 | 0 | 0 | 4727850.63 | 0 | 0 | 0 | 0 | 0 | 0 | 0 | 0 | 0 | 0 | 0 | 0 | 0 | 0 | 0 | 0 | 4727850.63 | Lake City, Pennsylvania | 42.0152 | -80.3453 | 100
446 | Region 3 | Pennsylvania | Johnstown Redevelopment Authority | 71430 | Loan | Not Applicable | Final Agreement | 2018-03-21 | 6049158 | 2023-08-21 | 3711064.51 | No | No | 0 |  | Sewer Project | Proposed construction of approximately 6500 linear feet of 24 inch PVC sanitary sewer, 1350 linear feet of 8 inch PVC sanitary sewer, 150 linear feet of 8 inch highdensity polyethelene (HDPE) pipe bursting sanitary sewer, 25 linear feet of 12 inch PVC sanitary sewer, 3500 linear feet of 8 inch to 30 inch cured in place pipe (CIPP) sewer liner, and appurtenances to rehabilitate the existing sanitary sewers in the Horner Street and Ohio Street Area of the City of Johnstown with treatment provided at the existing Johnstown Dornick Point Sewage Treatment Plant (STP). | 67500 | 2018-01-24 | 2019-02-01 | 1809 | 0 | 0 | 1858906 | 0 | 1115465 | 0 | 3074787 | 0 | 0 | 0 | 0 | 0 | 0 | 0 | 0 | 0 | 0 | 0 | 0 | 0 | 0 | 0 | 3711064.51 | Johnstown, Pennsylvania | 40.3259 | -78.9175 | 100
447 | Region 2 | New Jersey | Camden County MUA | 340640-18 DRAA | Loan | Disaster Relief Appropriations Act, 2013 (Sandy) | Amendment | 2018-03-20 | 75410858 | 2022-12-22 | 71280786 | No | Yes | 13543349 | Delaware # 1 WPCF | Phase 1 Upgrades to Improve/Sustain Optimal Wastwater Performance | The Camden County MUAs wastewater treatment plant upgrades consist of the two following contracts: Anaerobic Digester (AD) Facility (Contract #1): --Conversion of four (4) existing sludge storage tanks into high rate anaerobic digestors; --Installation of three (3) new rotary screw thickeners at existing sludge thickening/dewatering facility, process equipment including piping, valves, sludge pumps, VFD controls, and addition of instrumentation; --Construction of sludge storage facility containing five (5) new sludge storage tanks and a process building, new Bio Gas storage tank and emergency flare; and --Modifications to the existing Electrical, HVAC, Odor Control, SCADA, Fire Monitoring and Protection, and Security Systems. Combine Heat and Power (CHP) Facility (Contract #2): --Installation of Biogas Treatment and Conditioning Systems, Natural Gas Blending System, two (2) Combined Heat and Power Units with Post Combustion Treatment System, Heat Recovery system which will provide heat for Digesters Heating, and associated electrical systems required for a complete system, in accordance with PSE&G requirements. Also include the site preparation and foundation installation required for new Facility installation related to the AD Contract. | 510000 | 2017-08-29 | 2021-06-10 | 1810 | 0 | 0 | 0 | 0 | 0 | 71280786 | 0 | 0 | 0 | 0 | 0 | 0 | 0 | 0 | 0 | 0 | 0 | 0 | 0 | 0 | 0 | 0 | 71280786 | Camden County, New Jersey | 39.8037 | -74.9599 | 100 | Yes
448 | Region 3 | Pennsylvania | North Warren Municipal Authority | 75324 | Loan | Not Applicable | Initial Agreement | 2018-02-27 | 4250000 | 2018-02-27 | 4250000 | No | No | 0 |  | North Warren Wastewater Treatment Plant Improvements Project | The headworks improvements include construction of a new 24' x 36' headworks building and new concrete headworks channels; installation of two new centerflow band screens, one in both the main channel and bypass channel; and installation of a new influent meter, sampling equipment, electrical control panels and misc. piping, valves and other related appurtenances. The digester improvements include the construction of two new 28' x 28' x 15' deep digester tanks and a 26' x 60' digester control building; conversion of the existing anaerobic digester tank to an aerated sludge holding tanks; and installation of a peristaltic sludge transfer pump, four positive displacement blowers, stainless steel air headers, coarse bubble diffusers, electrical control panels with motor starters and VFD's and misc. piping, valves and other related appurtenances. | 1698 | 2018-02-19 | 2019-08-13 | 1838 | 0 | 0 | 0 | 0 | 0 | 4250000 | 0 | 0 | 0 | 0 | 0 | 0 | 0 | 0 | 0 | 0 | 0 | 0 | 0 | 0 | 0 | 0 | 4250000 | North Warren, Pennsylvania | 41.8776 | -79.1551 | 100
449 | Region 3 | Pennsylvania | City of Johnstown | 71429 | Loan | Not Applicable | Final Agreement | 2018-02-21 | 3505278 | 2022-02-28 | 2445690.11 | Yes | No | 0 |  | City of Johnstown | Proposed construction of approximately 3600 linear feet of 8 inch PVC sanitary sewer, 2300 linear feet of 8 inch high-density polyethylene (HDPE) pipe bursting sanitary sewer, 800 linear feet of 8 inch HDPE slip-lining sanitary sewer, 330 linear feet of 8 inch to 15 inch cured in place pipe (CIPP) sewer liner, 185 sewer lateral connections, and appurtenances to rehabilitate the existing sanitary sewers in the Horner Street and Ohio Street Area of the City of Johnstown with treatment provided at the existing Johnstown Dornick Point Sewage Treatment Plant (STP). | 20978 | 2018-03-01 | 2022-03-01 | 1844 | 0 | 0 | 678278 | 0 | 0 | 0 | 1767412.11 | 0 | 0 | 0 | 0 | 0 | 0 | 0 | 0 | 0 | 0 | 0 | 0 | 0 | 0 | 0 | 2445690.11 | Johnstown, Pennsylvania | 40.3259 | -78.9175 | 100
450 | Region 3 | Pennsylvania | fairchance Georges Joint Municipal Authority | 71432 | Loan | Not Applicable | Final Agreement | 2018-02-21 | 18397000 | 2022-09-05 | 17598795.11 | Yes | Yes | 4247716 |  | Fairchance Georges | Proposed construction of sanitary sewer extension and STP expansion project including 13,500 LF of 10" PVC sewer + 61,200 LF of 8" PVC sewer + 7400 LF of 6" PVC sewer + 7650 LF of 8" PVC force main + 450 GPM Pump Station + STP expansion from 0.75 to 1.50 MGD Design Average Flow to correct malfunctioning on-lot septic systems- Treatment provided at the Fairchance-Georges STP - NPDES Permit # PA 0096342. | 2072 | 2018-02-22 | 2022-09-01 | 1845 | 0 | 0 | 0 | 10536398.73 | 1504696.5 | 5557699.88 | 0 | 0 | 0 | 0 | 0 | 0 | 0 | 0 | 0 | 0 | 0 | 0 | 0 | 0 | 0 | 0 | 17598795.11 | Fairchance Georges | 39.8633 | -79.7432 | 100
451 | Region 2 | New Jersey | New Jersey Water Supply Authority | 340421-01 | Loan | Not Applicable | Amendment | 2018-02-15 | 49057989 | 2021-06-10 | 35319645 | No | No | 0 | Block 7, Lot 1, 1580 Canal Road | Dredging of the Delaware and Raritan Canal | New Jersey Water Supply Authority project will remove approximately 248,000 cubic yards of dredge material from the Delaware and Raritan Canal between Kingston at NJ Route 27 to Amwell Road in Franklin Township New Jersey. They will also remove 47,000 cubic yards of sediment stockpiled on authority property along State Route 202 in Lambertville. | 1500000 | 2017-12-20 |  | 1846 | 0 | 0 | 0 | 0 | 0 | 0 | 0 | 0 | 0 | 0 | 0 | 0 | 35319645 | 0 | 0 | 0 | 0 | 0 | 0 | 0 | 0 | 35319645 | 0 | 1580 Canal Rd, Princeton, New Jersey, 08540 | 40.4187 | -74.6274 | 100
452 | Region 2 | New Jersey | Jersey City MUA | 340928-22 GREEN | Loan | Not Applicable | Amendment | 2018-02-08 | 390479 | 2018-11-29 | 289266 | No | Yes | 146977 | JERSEY CITY PUBLIC SCHOOL NO. 5 | PUBLIC SCHOOL NO. 5 GREEN INFRASTRUCTURE PROJECT | The proposed project work will occur at #128 Merseles Street, Jersey City, around the property for the Jersey City MUA administration building and Jersey City Public School No. 5; and, along New Jersey State Route 440, as noted below. Sections of deteriorating sidewalk will be removed and replaced with pervious surfaces that will recharge groundwater. Two existing downspouts will be directed into six pre-cast downspout planter boxes. The planter boxes will be equipped with perforated underdrains that will discharge to approximately 1,760 square feet of pervious concrete sidewalk that will intercept, treat and filter stormwater runoff from the rooftop. Portions of the parking lot will be removed and replaced with permeable surfaces that promote groundwater recharge. Approximately 8,540 square feet of porous asphalt parking spaces will be installed to intercept, treat and filter stormwater runoff from the parking lot. Two rain gardens totaling 480 square feet will be installed in front of the building to capture stormwater runoff from the adjacent parking lot. Additionally, three rain gardens totaling 1,200 square feet will be installed along New Jersey Route 440 to intercept, treat and filter stormwater runoff from a portion of the roadway. | 247597 | 2017-07-13 |  | 1850 | 0 | 0 | 0 | 0 | 0 | 0 | 0 | 0 | 0 | 0 | 0 | 0 | 0 | 0 | 0 | 0 | 0 | 0 | 0 | 289266 | 0 | 289266 | 0 | Jersey City, New Jersey | 40.7175 | -74.0441 | 100
453 | Region 2 | New Jersey | Jersey City MUA | 340928-20 CLP | Loan | Not Applicable | Amendment | 2018-02-08 | 1473648 | 2021-06-10 | 1265374 | No | Yes | 239196 | MINA DRIVE AND PINE STREET | MINA DRIVE AND PINE STREET PUMP STATIONS | The proposed project includes the furnishing and installation of platforms for the existing generator systems, and, the furnishing and installation of electrical services, SCADA systems, and jib cranes at the Mina & Pine Street Pump Station Sites. Additional work includes ancillary electrical, concrete improvements, site paving and perimeter fencing. | 247597 | 2017-08-28 |  | 1851 | 0 | 0 | 0 | 0 | 0 | 0 | 1265374 | 0 | 0 | 0 | 0 | 0 | 0 | 0 | 0 | 0 | 0 | 0 | 0 | 0 | 0 | 0 | 1265374 | Jersey City, New Jersey | 40.7175 | -74.0441 | 100
454 | Region 2 | New Jersey | Jersey City MUA | 340928-19 DRAA | Loan | Disaster Relief Appropriations Act, 2013 (Sandy) | Amendment | 2018-02-08 | 6221036 | 2021-10-29 | 5582856 | No | Yes | 1181997 | PASSAIC VALLEY SEWERAGE COMM | EAST AND WEST SIDE PUMP STATION GENERATOR PROJECT | The proposed project includes installation of emergency generators at the East Side & West Side pump stations, connection of the generators to the electrical systems, concrete foundations, ancillary site work, including storm drains, water main and hydrants, paving and removal of oil storage tanks. | 247597 | 2017-08-28 |  | 1852 | 0 | 0 | 0 | 0 | 0 | 5582856 | 0 | 0 | 0 | 0 | 0 | 0 | 0 | 0 | 0 | 0 | 0 | 0 | 0 | 0 | 0 | 0 | 5582856 | Jersey City, New Jersey | 40.7175 | -74.0441 | 100
455 | Region 2 | New Jersey | Jersey City MUA | 340928-15 | Loan | Not Applicable | Amendment | 2018-02-08 | 32800164 | 2022-04-26 | 38331224 | No | Yes | 4853023 | PASSAIC VALLEY SEWERAGE COMM | PHASE 3-4 SEWER REHABILITATION | Jersey City Municipal Utilities Authority under Phase 3 & 4 proposes to clean, reline and replace spot sections of combined sewer along sections throughout the city. The project includes the replacement of approximately 6,000 linear feet of combined sewer, installation of approximately 30,000 linear feet of cured-in-place liner, and spot repair/replacement of manholes and catch basins. | 247597 | 2017-09-11 |  | 1853 | 0 | 38331224 | 0 | 0 | 0 | 0 | 0 | 0 | 0 | 0 | 0 | 0 | 0 | 0 | 0 | 0 | 0 | 0 | 0 | 0 | 0 | 0 | 38331224 | Jersey City, New Jersey | 40.7175 | -74.0441 | 100
456 | Region 2 | New Jersey | Point Pleasant Beach Borough | 344190-02 BB | Loan | Not Applicable | Amendment | 2018-02-06 | 2965347 | 2021-06-10 | 1084107 | No | Yes | 550073 |  | Little Silver Lake Drainage Improvement Project | The project rehabilitates Little Silver Lake by dredging the lake to its historic depth. The project includes replacement of a failing bulkhead, a broken weir box, and the installation of self-regulating tide gates at the inlet headwall within Lake Louise. The dredging of Little Silver Lake is proposed in order to improve the water quality and circulation within the lake. The proposed drainage system improvements will reduce the amount of sediment entering the lake and reduce the need to dredge in the future. Point Pleasant Beach Borough proposes to remove approximately 21,500 cubic yards (CY) of sediment from Little Silver Lake. | 4840 | 2017-11-22 |  | 1854 | 0 | 0 | 0 | 0 | 0 | 0 | 0 | 0 | 0 | 0 | 0 | 0 | 1084107 | 0 | 0 | 0 | 0 | 0 | 0 | 0 | 0 | 1084107 | 0 | Point Pleasant Beach, New Jersey | 40.0919 | -74.0483 | 100
457 | Region 2 | New Jersey | Ship Bottom Borough | 340311-03 | Loan | Not Applicable | Amendment | 2018-01-30 | 3350659 | 2020-05-13 | 2736412 | No | No | 0 | Ship Bottom Sanitary Sewer System | Sanitary Sewer Main Replacement Project | The Boroughs existing sanitary sewer pipe is deteriorated due to age, allowing the occurrence of leaks and infiltrations. The Borough proposes to replace existing 8-inch, 12-inch, and 15-inch diameter deteriorated asbestos cement sanitary sewer mains with new 8-inch, 12-inch, and 15-inch diameter PVC sewer mains, including service laterals. All proposed sewer main installation is replacement-in-kind. Total proposed replacement of sewer main is approximately 13,700 linear feet, within various streets east and west of Long Beach Boulevard from the border of Surf City to the border of Long Beach Township. Various streets include Central Avenue, 28th Street, 27th Street, 26th Street, 15th Street, and 5th Street. | 400 | 2017-08-28 |  | 1860 | 0 | 0 | 0 | 0 | 0 | 0 | 2736412 | 0 | 0 | 0 | 0 | 0 | 0 | 0 | 0 | 0 | 0 | 0 | 0 | 0 | 0 | 0 | 2736412 | Ship Bottom, New Jersey | 39.6444 | -74.18 | 100
458 | Region 3 | Pennsylvania | Orange Township | 75322 | Loan | Not Applicable | Final Agreement | 2018-01-30 | 275492 | 2019-07-29 | 252147.47 | No | No | 0 | Woods Edge Development | Orange Township - Clear Run Acquisition and Upgrade | Install a new single story 12' x 26' 8" lab/control building. The following will be installed to upgrade the existing waste water treatment plant: 1. Flow Meter 2. Comminuter 3. Two Aeration Pumps and Motors 4. Chlorination System Upgrade 5. New cover on the chlorination concrete structure 6. Electrical control panel and components 7. Two sand bed and piping, excluding existing concrete walls which are satisfactory 8. Additional de-chlorination tank, including electrical installation with light and outside box and DO Bubbler System | 58 | 2018-03-19 | 2018-05-17 | 1861 | 0 | 0 | 0 | 0 | 0 | 0 | 252147.47 | 0 | 0 | 0 | 0 | 0 | 0 | 0 | 0 | 0 | 0 | 0 | 0 | 0 | 0 | 0 | 252147.47 | Orange Township, Pennsylvania | 41.0857 | -76.4154 | 100
459 | Region 2 | New Jersey | Passaic Valley SC | 345200-02 | Loan | Not Applicable | Amendment | 2018-01-23 | 643446 | 2021-06-10 | 531678 | No | No | 0 | Passaic Valley Sewerage Commission | Asset Management Plan | The project includes the development of an Asset Management Plan for the PVSC Collection System and Treatment Plant. | 1513259 | 2017-07-25 |  | 1863 | 0 | 0 | 0 | 0 | 0 | 265839 | 265839 | 0 | 0 | 0 | 0 | 0 | 0 | 0 | 0 | 0 | 0 | 0 | 0 | 0 | 0 | 0 | 531678 | 600 Wilson Ave, Newark, New Jersey, 07105 | 40.7143 | -74.1345 | 100
460 | Region 2 | New Jersey | Passaic Valley SC | 340689-40 SAIL | Loan | Not Applicable | Amendment | 2018-01-23 | 3185400 | 2022-03-01 | 3129933 | No | No | 0 | Passaic Valley Sewerage Commission | Plant wide Replacement & Relocation of Electrical Switchgear and MCCs | This project includes the replacement and relocation of electrical switchgear and MCCs throughout the wastewater treatment plant that were damaged due to flooding from Superstorm Sandy. The work includes, but is not necessarily limited to, furnishing and installing new switchgear, MCCs, electrical panels and other devices, conduit, wiring, prefabricated electrical houses, foundations, access platforms, site work and associated work. | 1513259 | 2017-10-23 |  | 1864 | 0 | 0 | 0 | 0 | 0 | 3129933 | 0 | 0 | 0 | 0 | 0 | 0 | 0 | 0 | 0 | 0 | 0 | 0 | 0 | 0 | 0 | 0 | 3129933 | 600 Wilson Ave, Newark, New Jersey, 07105 | 40.7143 | -74.1345 | 100
461 | Region 2 | New Jersey | Passaic Valley SC | 340689-39 | Loan | Not Applicable | Amendment | 2018-01-23 | 3739247 | 2020-05-13 | 3286012 | No | Yes | 1683116 | Passaic Valley Sewerage Commission | Heat Treatment Plant Supernatant Return (HTPSR) Pipe Lining Project | The Passaic Valley Sewerage Commission utilizes the Zimpro Process to stabilize their sludge. After stabilization, the sludge is sent to Sludge Decant Tanks. The supernatant from the decant tanks is sent to their Oxygenation Tanks and/or the Supernatant Treatment Plant for further treament via a 20-inch pipeline. The pipe was lined with a polyethylene liner that failed. The liner was removed under a separate project. PVSC is now looking to coat the interior of the pipe with a new coating system to extend the life of the pipeline. A pilot study was performed of various coating systems and one was identified as suitable. | 1513259 | 2017-05-08 |  | 1865 | 0 | 0 | 0 | 0 | 0 | 3286012 | 0 | 0 | 0 | 0 | 0 | 0 | 0 | 0 | 0 | 0 | 0 | 0 | 0 | 0 | 0 | 0 | 3286012 | 600 Wilson Ave, Newark, New Jersey, 07105 | 40.7143 | -74.1345 | 100
462 | Region 2 | New Jersey | Passaic Valley SC | 340689-38 | Loan | Not Applicable | Amendment | 2018-01-23 | 19424140 | 2021-06-10 | 14787894 | No | Yes | 3130376 | Passaic Valley Sewerage Commission | Final Clarifier Concrete Rehabilitation Project | This project involves concrete rehabilitation and protective coating of the final clarifiers at the PVSC treatment facility. The concrete surfaces are significantly deteriorated and the concrete rehabilitation and application of a protective coating to cover over 200,000 square feet of walls, concrete columns and miscellaneous areas will allow this significant asset to be utilized well into the future. The work involves surface preparation, concrete lining and restoration of all surfaces and epoxy coating of pre-approved and demonstrated products. All expansion and construction joints will be replaced in all twelve (12) final clarifiers. Concrete repairs to walkways and stairs are also included in this project. Influent sluice gates will be installed in each of the twelve (12) final clarifiers as well. | 1513259 | 2017-05-17 |  | 1866 | 0 | 0 | 0 | 0 | 0 | 14787894 | 0 | 0 | 0 | 0 | 0 | 0 | 0 | 0 | 0 | 0 | 0 | 0 | 0 | 0 | 0 | 0 | 14787894 | 600 Wilson Ave, Newark, New Jersey, 07105 | 40.7143 | -74.1345 | 100
463 | Region 2 | New Jersey | Passaic Valley SC | 340689-32 | Loan | Not Applicable | Amendment | 2018-01-23 | 7695410 | 2021-06-10 | 6276257 | No | No | 0 |  | Plant wide improvement to increase wet weather treatment capacity | This project is one component of PVSC's plant wide improvements to increase its wet weather treatment capacity to reduce the volume of CSO discharges. This project will install equipment, including, tanks, piping, metering pumps for the construction of an intermittent use dechlorination chemical feed system for PVSC's Newark Bay Outfall. | 1513259 | 2017-08-02 |  | 1867 | 0 | 6276257 | 0 | 0 | 0 | 0 | 0 | 0 | 0 | 0 | 0 | 0 | 0 | 0 | 0 | 0 | 0 | 0 | 0 | 0 | 0 | 0 | 6276257 | 600 Wilson Ave, Newark, New Jersey, 07105 | 40.7143 | -74.1345 | 100
464 | Region 2 | New Jersey | Passaic Valley SC | 340689-30 SAIL | Loan | Not Applicable | Amendment | 2018-01-23 | 473516 | 2021-06-10 | 416978 | No | No | 0 | Passaic Valley Sewerage Commission | Plant Sump Pump & Generator Provisions | In order to ensure that the sump pumps and dewatering pumps located throughout the utility tunnels, galleries and basements at the PVSC Wastewater Treatment Plant will be capable of continued operation should flooding conditions occur again, (as they did with Superstorm Sandy) this project proposes to provide a stand-by power electrical system setup where a roll-in stand-by generator system (brought to certain locations) can be tied into temporary stand-by power electrical distribution ports to power sump pumps and de-watering pumps located in tunnels, basements and galleries throughout the PVSC facility. The stand-by generator system's equipment (generators, automatic transfer switches, electrical panel boards, controls, etc.) will be located above elevation 13 in order to install them above the flood plain. To accomplish this electrical equipment will be located outside of building walls or indoor electrical room at or above elevation 13. | 1513259 | 2016-12-05 |  | 1868 | 0 | 0 | 0 | 0 | 0 | 416978 | 0 | 0 | 0 | 0 | 0 | 0 | 0 | 0 | 0 | 0 | 0 | 0 | 0 | 0 | 0 | 0 | 416978 | 600 Wilson Ave, Newark, New Jersey, 07105 | 40.7143 | -74.1345 | 100
465 | Region 3 | Delaware | New Castle County | CW-2017-004 | Loan | Not Applicable | Amendment | 2018-01-23 | 10000000 | 2019-01-31 | 18000000 | No | No | 0 |  | Cristina River Force Main Emergency Repair | Installation of a piping bypass system around the damaged section of the 84" Christina River Force Main (CRFM) tomake repairs to the known damaged section and allow assessment of the force main. | 220000 | 2017-09-01 |  | 1869 | 0 | 0 | 0 | 0 | 0 | 0 | 18000000 | 0 | 0 | 0 | 0 | 0 | 0 | 0 | 0 | 0 | 0 | 0 | 0 | 0 | 0 | 0 | 18000000 | New Castle County, Delaware | 39.5784 | -75.6389 | 100 | Yes
466 | Region 3 | Pennsylvania | Chester CCD | 72804 | Loan | Not Applicable | Final Agreement | 2018-01-23 | 363070 | 2019-10-28 | 354259.84 | Yes | Yes | 354259.84 |  | Chester County Conservation District - Manure Storage | The project consists of concrete waste storage structure, heavy use area, concrete unloading pad, curbed concrete lot, confinement fence and gates, roofed manure stacking structure, gutters and downspouts, 4 catch basins, 235 feet of 12-inch pipe, and 900 feet of grassed waterway and reinforced gravel access roads. | 1 | 2018-03-01 | 2018-07-31 | 1870 | 0 | 0 | 0 | 0 | 0 | 354259.84 | 0 | 0 | 0 | 0 | 0 | 0 | 0 | 0 | 0 | 0 | 0 | 0 | 0 | 0 | 0 | 0 | 354259.84 | Chester County, Pennsylvania | 39.9731 | -75.7484 | 100 | Yes
467 | Region 3 | Pennsylvania | Greene Township, Erie County | 71426 | Loan | Not Applicable | Final Agreement | 2018-01-23 | 4340827 | 2022-12-28 | 3961401.85 | Yes | No | 0 |  | Gravity Sewer | The proposed project includes the construction of approximately 41,875 LF of 6-inch through 12-inch diameter gravity sewer, 1,690 manholes, 1,276 LF of low pressure sewer, 1 pump station, and 18 grinder pumps to provide wastewater service to 276 entities. The wastewater will be collected from Greene Township and conveyed through the Millcreek Township Sewer Authority system into the City of Erie system for treatment. | 1682 | 2018-02-12 | 2019-07-08 | 1871 | 0 | 0 | 0 | 3650035.67 | 311366.18 | 0 | 0 | 0 | 0 | 0 | 0 | 0 | 0 | 0 | 0 | 0 | 0 | 0 | 0 | 0 | 0 | 0 | 3961401.85 | Greene Township, Pennsylvania | 42.0516 | -79.9545 | 100
468 | Region 2 | New Jersey | Camden County MUA | 340640-17 | Loan | Not Applicable | Amendment | 2018-01-12 | 2615113 | 2021-06-10 | 1577534 | No | Yes | 1307557 | Camden County Municipal Utilities Authority | Green & Gray Phase III | The project is designed to control stormwater and improve water quality in the City of Camden in order to prevent flooding by further eliminating surcharging and overflows within the Citys combined sewer system. This will be accomplished by constructing five new green stormwater management systems in various areas of the City, replacing approximately 1,850 linear feet of deteriorating combined sewer pipes and lining approximately 415 linear feet of combined sewer pipes. Additionally, this project will also improve water quality in the groundwater and the Delaware River in the vicinity of Cramer Hill by removing contaminants and debris from the former Baldwins Run Camden County Municipal Utilities Authority (CCMUA) wastewater treatment facility on Block 887, Lots 7, and 7.01, and Block 888, Lot 10.02. The project consists of three contracts as follows: Contract: 5 Green Infrastructure Projects for Camden (Originally titled: 7 Green Infrastructure Projects for Camden) Green infrastructure stormwater management facilities are proposed to be constructed at 5 individual sites throughout the City. Green infrastructure facilities would include rain gardens, planter boxes, cisterns, stormwater infiltration trenches and porous concrete sidewalks. The proposed facilities will serve to manage stormwater runoff from impervious areas reducing pressure on the City's combined sewer system. Each project site will either decrease runoff or detain it for a sufficient time after the storm ensuring no negative downstream impacts to the existing combined sewer system. Contract: Sewer Reconstruction Project Phase VI Due to the hydraulic constraints from clogged or collapsed combined sewer pipes, overflows from some of the Citys existing combined sewers are creating backups and flooding in streets, parks, and homes. In order to prevent backups and overflows from occurring, and to restore the capacity of the existing combined sewers, the CCMUA is proposing to replace approximately 1,850 linear feet of existing deteriorated sections of combined sewer pipes in some of its roadways and to rehabilitate approximately 415 linear feet of brick egg-shaped combined sewer using a structural cured-in-place (CIP) liner. The CCMUA is proposing to replace the existing combined sewers with reinforced concrete and/or polyvinylchloride pipes that is comparable to the capacity of the existing pipes. Contract: Cramer Hill Nature Preserve The CCMUA is proposing to remove and properly dispose of approximately 20 tons of tires, approximately 325 tons of damaged soils (i.e. burned areas from trespassers), 100 tons of asbestos debris, abandoned vehicles, and approximately 600 tons of other debris at the proposed 178,560-square foot (approximately 4 acres) Cramer Hill property and extend an existing onsite foot trail that begins at the 36th Street trailhead. Due to the proximity of this area to the Delaware River, the entire area is within the 100-year and 500-year floodplain. The removal of debris from this location will prevent debris from entering the Delaware River during heavy storm events, and will prevent any potential leachate from debris (i.e. fluid from abandoned cars or containers) from entering the soil and threatening groundwater. Areas of damaged soils can be found in various places on the site. These areas will be remediated by removing the upper eight to twelve inches of soil. Clean fill will be used to bring the area back to surface grade and four inches of topsoil will be added prior to restoration with seed, fertilizer, and mulch. | 77000 | 2017-12-06 |  | 1872 | 0 | 788767.5 | 0 | 0 | 0 | 0 | 0 | 0 | 0 | 0 | 0 | 0 | 0 | 0 | 0 | 0 | 0 | 0 | 0 | 788766.5 | 0 | 788766.5 | 788767.5 | Camden County, New Jersey | 39.8037 | -74.9599 | 100 | Yes
469 | Region 2 | New Jersey | Emerson Borough | 340497-01 (SS-AMP) CLP | Loan | Not Applicable | Initial Agreement | 2018-01-12 | 99966 | 2018-01-12 | 99966 | No | Yes | 99966 | Emerson Sanitary and Storm Collection System | Emerson Asset Management Plan | Development of a municipal asset management plan for the sanitary and stormwater systems. | 7669 | 2017-09-22 |  | 1873 | 0 | 0 | 49983 | 0 | 0 | 0 | 0 | 0 | 0 | 0 | 0 | 0 | 0 | 0 | 0 | 0 | 0 | 0 | 49983 | 0 | 0 | 0 | 99966 | Emerson, New Jersey | 40.9748 | -74.0246 | 100
470 | Region 2 | New Jersey | North Haledon Borough | 340229-02 SS-AMP CLP | Loan | Not Applicable | Initial Agreement | 2018-01-12 | 99966 | 2018-01-12 | 99966 | No | Yes | 99966 | Development of an Asset Management Plan | Small System Asset Management Plan | The project includes the development of an Asset Management Plan for the Borough of North Haledon. | 8491 | 2017-09-22 |  | 1874 | 0 | 0 | 49983 | 0 | 0 | 0 | 0 | 0 | 0 | 0 | 0 | 0 | 0 | 0 | 0 | 0 | 0 | 0 | 49983 | 0 | 0 | 0 | 99966 | North Haledon, New Jersey | 40.9619 | -74.1848 | 100
471 | Region 3 | Pennsylvania | Chester CCD | 72803 | Loan | Not Applicable | Final Agreement | 2018-01-09 | 276288 | 2019-05-10 | 269392.4 | Yes | Yes | 269392.4 | Chester County Conservation District | Chester County Conservation District | The project consists of a rectangular under house concrete waste storage structure, concrete heavy use area, 370 feet 4 inch pipe, reinforced gravel animal walkways, slatted stream crossing, streambank fencing, 2 inlets, 40 feet 8 inch pipe, 260 feet 6 inch pipe, infiltration bed, access road, gutters and downspouts. | 1 | 2018-03-01 | 2018-08-30 | 1877 | 0 | 0 | 0 | 0 | 0 | 269392.4 | 0 | 0 | 0 | 0 | 0 | 0 | 0 | 0 | 0 | 0 | 0 | 0 | 0 | 0 | 0 | 0 | 269392.4 | Chester County, Pennsylvania | 39.9731 | -75.7484 | 100 | Yes
472 | Region 3 | Pennsylvania | Chester CCD | 72806 | Loan | Not Applicable | Final Agreement | 2018-01-03 | 292169 | 2020-02-04 | 279780.41 | Yes | Yes | 279780.41 | Chester County Conservation District | Chester County Conservation District - Manure Storage | The project consists of a round manure storage structure, approximately 2,000 square feet of concrete heavy use area, a slatted under house manure storage structure, animal walkways, roof gutters, downspouts, inlets, and an infiltration basin. | 1 | 2018-03-01 | 2018-08-30 | 1878 | 0 | 0 | 0 | 0 | 0 | 279780.41 | 0 | 0 | 0 | 0 | 0 | 0 | 0 | 0 | 0 | 0 | 0 | 0 | 0 | 0 | 0 | 0 | 279780.41 | Chester County, Pennsylvania | 39.9731 | -75.7484 | 100 | Yes
473 | Region 2 | New Jersey | Gloucester City | 340958-08 | Loan | Not Applicable | Amendment | 2017-12-20 | 1250262 | 2019-05-23 | 866466 | No | No | 0 |  | Paul & Brown Street Sewer Main Improvements | The project consists of the removal of approximately 1,100 linear feet of an existing aged 15-inch diameter brick gravity combined sewer main within the roadway on Brown Street and replace it with a new 15-inch diameter gravity PVC combined sewer main and associated appurtenances. The City is also proposing to remove approximately 500 linear feet of an existing aged 15-inch diameter brick gravity combined sewer within the roadway on Paul Street and replace it with new 15-inch diameter gravity PVC combined sewer main and all associated appurtenances. | 100 | 2017-06-06 | 2017-11-01 | 1895 | 0 | 0 | 0 | 0 | 0 | 0 | 866466 | 0 | 0 | 0 | 0 | 0 | 0 | 0 | 0 | 0 | 0 | 0 | 0 | 0 | 0 | 0 | 866466 | Gloucester City, New Jersey | 39.8928 | -75.1204 | 100 | Yes
474 | Region 2 | New Jersey | Hightstown Borough | 340915-05 | Loan | Not Applicable | Amendment | 2017-12-19 | 1285300 | 2021-03-21 | 1208493 | No | No | 0 | Borough of Hightstown Advanced Wastewater Treatment Plant (AWWTP) | UV Disinfection System | The project will take out two (2) existing chlorine contact chambers and construct an ultraviolet (UV) disinfection system at the Advanced Wastewater Treatment Plant (AWWTP). Construction for the transition from chlorine disinfection to UV disinfection will be phased, so that only one chlorine contact chamber will be replaced at a time, in order to avoid taking the AWWTP off-line. In addition, this project will construct two disk filters, relocate and replace an internal flow meter and the associated electrical wiring to control the UV equipment and measure flow from the AWWTP. | 5567 | 2017-01-17 |  | 1896 | 0 | 0 | 0 | 0 | 0 | 1208493 | 0 | 0 | 0 | 0 | 0 | 0 | 0 | 0 | 0 | 0 | 0 | 0 | 0 | 0 | 0 | 0 | 1208493 | Hightstown, New Jersey | 40.2706 | -74.5224 | 100
475 | Region 2 | New Jersey | Rahway Valley Sewerage Authority | 340547-15 | Loan | Not Applicable | Amendment | 2017-12-19 | 2333228 | 2021-06-10 | 2088904 | No | No | 0 | Rahway Valley Sewerage Authority | Trucked-in Waste Receiving Station | The project consists of the construction of a new trucked-in food waste receiving station, in order to allow the Rahway Valley Sewerage Authority to receive trucked-in liquid food waste. The project will include retrofitting an existing sludge gravity thickener tank to receive food waste, constructing a new concrete pad for a control panel and ancillary equipment, installation of a new pipe for transferring food waste from the delivery trucks to the receiving station, and construction of an odor control pipe for treating odors from the delivery trucks. Retrofitting of the sludge gravity thickener will include demolition of the rake arm, center arm and drive assembly, including repair and coating of the tank, and installation of radial bars and a manifold for mixing. In addition, there will be piping modifications within the existing odor control building, including connections to existing transfer pumps and existing discharge pipe. | 196000 | 2017-10-04 |  | 1897 | 0 | 0 | 0 | 0 | 0 | 2088904 | 0 | 0 | 0 | 0 | 0 | 0 | 0 | 0 | 0 | 0 | 0 | 0 | 0 | 0 | 0 | 0 | 2088904 | 1050 E Hazelwood Ave, Rahway, New Jersey, 07065 | 40.6003 | -74.2587 | 100
476 | Region 2 | New Jersey | Rahway Valley Sewerage Authority | 340547-14 | Loan | Not Applicable | Amendment | 2017-12-19 | 4169254 | 2021-06-10 | 4102344 | No | No | 0 | Rahway Valley Sewerage Authority | Replacement of Digester Covers and Relocation of Waste Gas Flares | The proposed project consists of replacing existing digester covers and relocating waste gas flares as well as the removal of unused equipment in the existing Methane Filter Building. The existing steel covers will be removed and the gas flares will be relocated. The existing gas flares will be abandoned in place. | 196000 | 2017-07-12 |  | 1898 | 0 | 0 | 0 | 0 | 0 | 4102344 | 0 | 0 | 0 | 0 | 0 | 0 | 0 | 0 | 0 | 0 | 0 | 0 | 0 | 0 | 0 | 0 | 4102344 | 1050 E Hazelwood Ave, Rahway, New Jersey, 07065 | 40.6003 | -74.2587 | 100
477 | Region 2 | New Jersey | Rockaway Valley RSA | 340821-09 | Loan | Not Applicable | Amendment | 2017-12-19 | 1847923 | 2018-11-29 | 1674500 | No | No | 0 | Rockaway Valley Regional Sewerage Authority | West Main Street Emergency Sewer Repair | The scope of work involved site stabilization and replacement of approximately 60 linear feet of collapsed RVRSA 54-inch RCP gravity interceptor at the Santa Land Park located off of West Main Street in the Town of Boonton. The scope of work also included relocation of 8-inch and 12-inch water mains to accommodate for the repair of the collapsed interceptor, installation and testing of bypass pumping system, installation of odor containment and control system at manhole #B-11 and #B-12, cleaning, videotaping and Cured-In-Place Pipe (CIPP) lining of approximately 750 linear feet of 54-inch RCP interceptor from manhole #B-12 to Siphon Chamber and replacement of paved walkways and pavement at the project site. | 76274 | 2016-07-24 |  | 1899 | 0 | 0 | 0 | 0 | 0 | 0 | 1674500 | 0 | 0 | 0 | 0 | 0 | 0 | 0 | 0 | 0 | 0 | 0 | 0 | 0 | 0 | 0 | 1674500 | Rockaway Valley, New Jersey | 40.9281 | -74.4446 | 100
478 | Region 2 | New Jersey | Montclair Twp | 340837-04 | Loan | Not Applicable | Amendment | 2017-12-18 | 1113275 | 2020-05-13 | 1016115 | No | No | 0 | Montclair Water Bureau & Sewer Utility | Sanitary Sewer Collection System Rehabilitation - SFY 2017 | The Township proposes to rehabilitate approximately 17,241 linear feet of 8-inch and 2,375 linear feet of 10-inch gravity sewers, as well as 15 service laterals, with cured in-place pipe (CIPP). These repairs are to take place within areas of the Township that have been designated as Sub-Areas G, H, J, L, M, N, S, U, and V. | 18500 | 2017-08-10 |  | 1900 | 0 | 0 | 0 | 0 | 0 | 0 | 1016115 | 0 | 0 | 0 | 0 | 0 | 0 | 0 | 0 | 0 | 0 | 0 | 0 | 0 | 0 | 0 | 1016115 | Montclair Township, New Jersey | 40.8255 | -74.2111 | 100
479 | Region 3 | Pennsylvania | Chester County Conservation District | 72801 | Loan | Not Applicable | Final Agreement | 2017-12-13 | 240559 | 2019-05-10 | 220026.72 | Yes | Yes | 220026.72 | Chester County Conservation District | Chester County Conservation District | Project consists of a circular manure storage, concrete unloading pad, 1,305 square feet paved and curbed barnyard, and 14,400 square feet reinforced gravel animal trail. | 1 | 2018-01-15 | 2019-04-16 | 1901 | 0 | 0 | 0 | 0 | 0 | 220026.72 | 0 | 0 | 0 | 0 | 0 | 0 | 0 | 0 | 0 | 0 | 0 | 0 | 0 | 0 | 0 | 0 | 220026.72 | Chester County, Pennsylvania | 39.9731 | -75.7484 | 100 | Yes
480 | Region 2 | New Jersey | Bradley Beach Borough | 340472-02 | Loan | Not Applicable | Amendment | 2017-12-07 | 385756 | 2020-05-13 | 370988 | No | No | 0 | Borough of Bradley Beach | Bradley Blvd Stormwater | This rehabilitation project of a portion of the Boroughs existing stormwater sewer system along Bradley Boulevard consists of replacing the following: 1,700 linear feet of 18 inch diameter storm drain with 18 inch diameter Reinforced Concrete Pipe; 30 drainage inlets; and, 14 drainage manholes. | 5000 | 2017-06-19 |  | 1911 | 0 | 0 | 0 | 0 | 0 | 0 | 0 | 0 | 0 | 0 | 0 | 0 | 0 | 0 | 0 | 0 | 0 | 0 | 370988 | 0 | 0 | 0 | 370988 | Bradley Beach, New Jersey | 40.2021 | -74.0183 | 100
481 | Region 2 | New Jersey | Bradley Beach Borough | 340472-01 | Loan | Not Applicable | Amendment | 2017-12-07 | 1932795 | 2021-06-10 | 1905269 | No | No | 0 | Borough of Bradley Beach | Sewer Main Installation and repairs | This rehabilitation project of a portion of the existing sanitary sewer system consists of replacing the following: 9,500 linear feet of 8-inch diameter vitrified clay sewer mains with 8 inch diameter PVC mains; 34 brick manholes with precast concrete manholes; and, 280 (4) inch diameter vitrified clay pipe laterals with 4 inch diameter PVC laterals. | 1200 | 2017-06-19 |  | 1912 | 0 | 0 | 0 | 0 | 0 | 0 | 1905269 | 0 | 0 | 0 | 0 | 0 | 0 | 0 | 0 | 0 | 0 | 0 | 0 | 0 | 0 | 0 | 1905269 | Bradley Beach, New Jersey | 40.2021 | -74.0183 | 100
482 | Region 2 | New Jersey | Carteret Borough | 340939-09 DRAA | Loan | Disaster Relief Appropriations Act, 2013 (Sandy) | Amendment | 2017-11-29 | 9917231 | 2021-03-21 | 12141689 | No | Yes | 2319845 |  | Noe Street Area Drainage Improvements | The project consists of the construction of storm sewer collection infrastructure upgrades, construction of a clay-lined stormwater detention basin, a pump station and generator, a pump station outfall and tide gate. Stormwater collection system upgrades will include approximately 7,500 linear feet of new reinforced concrete pipe to be constructed along Noe Street, Harris Street, Pershing Avenue, Peter J Sica Memorial Highway (Industrial Highway) and within various easements. The project proposes to construct 24 new stormwater inlets and 13 new manholes; and, replace 32 existing inlets and 16 existing manholes. Stormwater flows will be diverted via gravity to the stormwater detention basin located on Noe Street and pumped via a new pump station and force main for discharge to Noes Creek via a new outfall. | 500 | 2017-06-16 |  | 1914 | 0 | 0 | 0 | 0 | 0 | 0 | 0 | 0 | 0 | 0 | 0 | 0 | 0 | 0 | 0 | 0 | 0 | 0 | 12141689 | 0 | 0 | 0 | 12141689 | Carteret, New Jersey | 40.5784 | -74.2207 | 100
483 | Region 2 | New Jersey | Burlington Township | 340712-15 | Loan | Not Applicable | Initial Agreement | 2017-11-21 | 691315 | 2017-11-21 | 691315 | No | No | 0 |  | Sanitary Sewer Rehabilitation | The project will rehabilitate approximately 13,362 LF of existing 8 inch diameter and approximately 1,898 LF of 12 inch diameter asbestos cement sanitary sewer mains in various areas of Township. A TV inspection of these sanitary sewers has revealed advanced deterioration of the existing asbestos cement pipe sewer mains. Rehabilitation work consists of lining the existing mains with a trenchless technology, cured-in-place pipe lining (CIPP). Along with the sanitary main rehabilitation, 261 leaking sewer laterals will be sealed at the connections using a chemical grout. In addition, 403 manholes have been identified as being in need of repair. Repairing these manholes includes the interior application of an epoxy coating. | 6000 | 2017-01-30 |  | 1916 | 0 | 0 | 0 | 0 | 0 | 0 | 691315 | 0 | 0 | 0 | 0 | 0 | 0 | 0 | 0 | 0 | 0 | 0 | 0 | 0 | 0 | 0 | 691315 | Burlington Township, New Jersey | 40.067 | -74.827 | 100 | Yes
484 | Region 2 | New Jersey | Gloucester City | 340958-07 | Loan | Not Applicable | Initial Agreement | 2017-11-21 | 180049 | 2017-11-21 | 180049 | No | No | 0 |  | Freedom Pier | The proposed project consists of the construction of approximately 485 linear feet of 8-inch diameter polyvinyl chloride pipe (PVC) gravity main, with appurtenances, at the Freedom Pier section of the City. The wastewater will be collected and conveyed to the Camden County Municipal Utilities Authority for treatment. | 11400 | 2016-06-07 |  | 1917 | 0 | 0 | 0 | 180049 | 0 | 0 | 0 | 0 | 0 | 0 | 0 | 0 | 0 | 0 | 0 | 0 | 0 | 0 | 0 | 0 | 0 | 0 | 180049 | Gloucester City, New Jersey | 39.8928 | -75.1204 | 100 | Yes
485 | Region 2 | New Jersey | Long Beach Township | 340023-06 | Loan | Not Applicable | Amendment | 2017-11-21 | 4003998 | 2021-03-21 | 3300695 | No | No | 0 | Long Beach Township | Sewer Main Replacement Project | The project includes the removal and replacement of approximately 12,000 L.F. sewer mains with new 8-inch, 10-inch, and 12-inch diameter PVC piping inluding laterals, cleanouts, and manholes. | 400 | 2016-03-21 |  | 1918 | 0 | 0 | 0 | 0 | 0 | 0 | 3300695 | 0 | 0 | 0 | 0 | 0 | 0 | 0 | 0 | 0 | 0 | 0 | 0 | 0 | 0 | 0 | 3300695 | Long Beach Township, New Jersey | 39.6105 | -74.2277 | 100
486 | Region 2 | New Jersey | Pine Hill MUA | 340274-05 | Loan | Not Applicable | Initial Agreement | 2017-11-21 | 1658911 | 2017-11-21 | 1658911 | No | No | 0 |  | Madison Avenue Pump Station redirection of flow to CCMUA Interceptor | The project consists of the construction of a replacement submersible sewage pump station on Greenwood Avenue and installation of a new force main connection from the Madison Avenue Pump Station to the recently installed CCMUA interceptor on Berlin-Cross Keys Road. The Greenwood Avenue component entails the demolition of the existing 45 year old pump station and the construction of a new submersible sewage pump station within the right-of-way of Greenwood Avenue and Schwartz Boulevard. This component also includes a sanitary sewer extension at the intersection of Erial Road and Evanson Avenue, as well as the construction of a new 6 inch diameter force main from the new pump station discharging to an existing gravity sewer manhole located near the intersection of Mt. Clement Avenue and 3rd Street. The proposed redirection of the Madison Avenue force main consists of the construction of 1,750 linear feet of 10 inch diameter PVC piping and four air-release manholes in Cross Keys Road. The proposed Madison Avenue force main will discharge directly into the recently constructed CCMUAs interceptor on Berlin-Cross Keys Road, thus eliminating the need for the currently existing 8,270 linear feet of discharge piping. The recently installed Cross Keys interceptor was designed with the anticipation of receiving the flows from the Madison Avenue force main. The existing aging force main will be abandoned. The existing submersible pumps and electrical equipment at the Madison Avenue pump station will be upgraded in kind. | 279 | 2016-09-12 |  | 1919 | 0 | 0 | 0 | 0 | 0 | 0 | 1658911 | 0 | 0 | 0 | 0 | 0 | 0 | 0 | 0 | 0 | 0 | 0 | 0 | 0 | 0 | 0 | 1658911 | Pine Hill, New Jersey | 39.788 | -74.9908 | 100 | Yes
487 | Region 3 | Pennsylvania | Bedford Township Municipal Authority | 75323 | Loan | Not Applicable | Amendment | 2017-11-16 | 2146210 | 2019-11-25 | 1976893.17 | No | No | 0 |  |  | The project will consist of 9,800 feet of 8 inch gravity sewer, 8,125 feet of 4 inch force main, 1,840 feet of low pressure sewer, 15 grinder pump units, and one pump station. The system serves 1159 medium income households. Rates are not expected to increase. | 1159 |  | 2019-12-01 | 1925 | 0 | 0 | 0 | 0 | 0 | 1976893.17 | 0 | 0 | 0 | 0 | 0 | 0 | 0 | 0 | 0 | 0 | 0 | 0 | 0 | 0 | 0 | 0 | 1976893.17 | Bedford Township, Pennsylvania | 40.0455 | -78.4998 | 100
488 | Region 3 | Pennsylvania | Chester County Conservation District | 72802 | Loan | Not Applicable | Final Agreement | 2017-11-14 | 236184 | 2020-08-04 | 226335.55 | Yes | Yes | 226335.55 | Chester County Conservation District | Chester County Conservation District | The project consists of a heavy use area, roofed manure stacking structure, roof runoff controls, watering facility, diversions, underground outlets, and animal trails and walkways. | 1 | 2018-01-15 | 2020-07-14 | 1927 | 0 | 0 | 0 | 0 | 0 | 226335.55 | 0 | 0 | 0 | 0 | 0 | 0 | 0 | 0 | 0 | 0 | 0 | 0 | 0 | 0 | 0 | 0 | 226335.55 | Chester County, Pennsylvania | 39.9731 | -75.7484 | 100 | Yes
489 | Region 3 | Pennsylvania | West Elizabeth Sanitary Authority | 75318 | Loan | Not Applicable | Initial Agreement | 2017-11-09 | 4942485 | 2017-11-09 | 4942485 | Yes | No | 0 | West Elizabeth Sanitary Authority | West Elizabeth Sanitary Authority | Replacement of the existing West Elizabeth Sanitary Authority sewage treatment plant with a new 1.06 million gallon per day treatment facility. Specifically, the proposal is to construct a three-tank sequencing batch reactor treatment unit with adaptive reuse of the existing plant for sludge processing. West Elizabeth Borough has 234 residential customers and a population of 559 whose median household income is below the Commonwealth average. The sewage treatment plant also serves bulk customers in Jefferson Hills Borough and Union Township in Allegheny County. As a result of this project a 43% increase to the residential user rate is estimated. Without the PENNVEST extended term loan of $4,942,485 and $3,915,015 grant, the rate would be expected to rise an additional 51% | 234 | 2017-12-01 |  | 1928 | 0 | 0 | 0 | 0 | 0 | 4942485 | 0 | 0 | 0 | 0 | 0 | 0 | 0 | 0 | 0 | 0 | 0 | 0 | 0 | 0 | 0 | 0 | 4942485 | West Elizabeth, Pennsylvania | 40.2721 | -79.8974 | 100
490 | Region 2 | New Jersey | Ventnor City | 340667-03 DRAA | Loan | Disaster Relief Appropriations Act, 2013 (Sandy) | Amendment | 2017-11-02 | 1298020 | 2021-03-21 | 1215327 | No | Yes | 233284 | Bulkhead Installations at Various Locations | NJEIT S340667-03 | The project replaces various sections of bulkheads throughout the City that were damaged during Hurricane Sandy. These bulkheads (flood walls) will provide resiliency to existing stormwater infrastructure. The proposed project consists of two contracts: Contract 1 Bulkhead Installations at Various Locations: Sacramento Avenue - 47 LF Derby Avenue 40 LF Lilly Park 240 LF Winchester Avenue, - 152 LF Vassar Square 35 LF Contract 2 Bulkhead Installations at Ventnor Garden Plaza 340 LF | 10600 | 2016-09-21 |  | 1933 | 0 | 0 | 0 | 0 | 0 | 0 | 0 | 0 | 0 | 0 | 0 | 0 | 0 | 0 | 0 | 0 | 0 | 0 | 1215327 | 0 | 0 | 0 | 1215327 | Ventnor City, New Jersey | 39.3387 | -74.4812 | 100
491 | Region 3 | Pennsylvania | Armstrong Conservation District | 72805 | Loan | Not Applicable | Initial Agreement | 2017-10-11 | 925754 | 2017-10-11 | 925754 | Yes | Yes | 925754 |  | Armstrong Conservation District - NPS Pollution Control Phase II | The Armstrong Conservation District non-point source Phase II project will address non-point source pollution sites for approximately 15,000 feet of the Armstrong Trail property in Brady and Madison Townships, Clarion County. Currently, an area of talus approximately 400 feet in length is actively depositing sediment to an un-named tributary to the Allegheny River. At another location along the AVLT property corridor, an area of old coal mine refuse is contributing significant amounts of sediment and Acid Mine Drainage and NPS to another un-named tributary to the Allegheny River. Along the entire length of the trail corridor, drainage ditches are clogged with sediment and the vast majority of the cross pipes are no longer functional to ensure proper drainage. One cross pipe near Sarah Furnace has been completely obstructed with sediment and needs replaced. The water quality in this un-named tributary is very poor, with a pH less than 3.0. Special protective measures are planned to address the low pH, and ensure long term viability of the replacement structure. The AVLT approached the Armstrong Conservation District for help in designing and securing of funding to remediate this high priority site. This project will address the existing non-point source pollution by: installing infiltration trenches (Stormwater Runoff Control NRCS Code 570), vegetated swales (Open Channels NRCS Code 582), maintaining riparian buffers (Riparian Forest Buffer NRCS 391), abandoned coal mine refuse pile stabilization (Land Reclamation, Abandoned Mined Lands NRCS 543), brush piles for wildlife habitat (Structures for Wildlife NRCS 649) and revegetation and reforestation using native plant species along roughly 2.80 miles of the Armstrong Trail. Approximately 1,470 LF of culverts will be replaced, 1,000 LF of infiltration trench will be constructed, and 3,200 LF of vegetative lined channels will be constructed to reduce the non-point source problem. 100 cubic yards of coal mine refuse will removed from the toe of an the existing refuse pile, mixed with alkaline addition material and disposed of at the on-site waste area. The toe of the refuse pile will stabilized with a rock rip-rap face to reduce erosion. An aluminum, structural plate, bottomless culvert will be installed to replace the sediment-filled stone box culvert constructed by the railroad. The concrete footing and base will be specially coated with epoxy or other protective lining to protect it from the low pH water in the un-named tributary to the Allegheny River. All waste materials from channel excavations, infiltration trenches, talus removal and coal refuse removal will be wasted and stabilized on site. The proposed waste disposal site is a 2-acre, depressed area that is not vegetated, and is mixed with coal mine refuse. Due to unauthorized use by ATVs and other 4-wheelers, they have created a source of erosion and sedimentation adjacent to Catfish Run, an impaired stream from AMD and metals. This depressed area will be filled, graded to provide positive drainage and be stabilized with vegetation (Land Reclamation, Abandoned Mined Lands NRCS 543). | 1 | 2017-10-16 | 2018-11-06 | 1936 | 0 | 0 | 0 | 0 | 0 | 925754 | 0 | 0 | 0 | 0 | 0 | 0 | 0 | 0 | 0 | 0 | 0 | 0 | 0 | 0 | 0 | 0 | 925754 | Armstrong, Pennsylvania | 41.0959 | -80.0517 | 100
492 | Region 2 | New Jersey | Cinnaminson Sewerage Authority | 340170-08 | Loan | Not Applicable | Amendment | 2017-10-06 | 526854 | 2018-11-29 | 735636 | No | No | 0 |  | Taylors Lane Sewer Extension | The project consists of provision of sanitary sewer service to 23 existing, developed properties (includes 10 single-family dwellings) on Taylors Lane and Surrey Lane within the Township of Cinnaminson, Burlington County. These properties are presently served by individual subsurface disposal systems, several of which are in excess of 20 years old. These systems are approaching failure due to inadequate maintenance and this project will prevent an imminent, detrimental impact on localized groundwater. Contract 1 consists of installation of a sewage collection system (an extension of the publicly-owned sewer system, that will consist of 1350 linear feet of 8-inch diameter polyvinyl chloride pipe and 550 linear feet of 8-inch diameter ductile iron pipe), the design of which was approved by this Department vis- is Treatment Works Approval No. 16-0155 (approved 12 August 2016). Contract 2 consists of a paving project with an estimated building cost of $180,000. | 70 | 2017-08-29 |  | 1940 | 0 | 0 | 0 | 735636 | 0 | 0 | 0 | 0 | 0 | 0 | 0 | 0 | 0 | 0 | 0 | 0 | 0 | 0 | 0 | 0 | 0 | 0 | 735636 | Cinnaminson, New Jersey | 39.9977 | -74.9938 | 100 | Yes
493 | Region 3 | Delaware | Rehoboth Beach, City of | CW-2012-007 | Loan | Not Applicable | Initial Agreement | 2017-09-14 | 12000000 | 2017-09-14 | 12000000 | No | No | 0 |  | Rehoboth WWTP Upgrade CIP #1 and 2 | Phase 1 - Clarifiers and Screens upgrade Phase 2 - Electrical Systems upgrade Phase 2 Bio-solids upgrade | 1495 | 2017-10-01 |  | 1950 | 12000000 | 0 | 0 | 0 | 0 | 0 | 0 | 0 | 0 | 0 | 0 | 0 | 0 | 0 | 0 | 0 | 0 | 0 | 0 | 0 | 0 | 0 | 12000000 | Rehoboth Beach, Delaware | 38.7155 | -75.0818 | 100
494 | Region 3 | Delaware | Rehoboth Beach, City of | CW-2010-028 | Loan | Not Applicable | Initial Agreement | 2017-09-14 | 40481095 | 2017-09-14 | 40481095 | No | No | 0 |  | Rehoboth Ocean Outfall Project | The City of Rehoboth Beach is required by DNREC under the terms of a consent order, to eliminate the discharge of treated effluent from the Rehoboth Beach Wastewater Treatment Plant (RBWWTP) into the Lewes-Rehoboth Canal. A 24-inch ocean outfall is proposed to extend 6,000 feet offshore to a diffuser located in water approximately 40 feet deep. Two construction techniques will be utilized for construction of the force main. They include: Horizontal Directional Drill (HDD) and Open Cut Installation. A new pump station and force main is required to convey the treated effluent to the ocean outfall and to provide the head required to pump the effluent through the diffusers. Vertical turbine effluent pumps will be installed in the existing post-aeration tank. The force main will be a 24 inch pipe. It will be aligned along the plant access road and end at the public access parking area at the beach near Henlopen Avenue. The pipeline from the RBWWTP to the ocean outfall was sized to handle the summer peak flow. A detailed alignment study was completed to determine the best routing of the force main considering such issues as cost, environmental issues, permitting, potential interferences, traffic control and public concerns. The preferred alignment was selected based on the recommendations of the Rehoboth Beach Wastewater Treatment Plant Effluent Force Main Alignment Study. | 1495 | 2017-10-01 |  | 1951 | 40481095 | 0 | 0 | 0 | 0 | 0 | 0 | 0 | 0 | 0 | 0 | 0 | 0 | 0 | 0 | 0 | 0 | 0 | 0 | 0 | 0 | 0 | 40481095 | Rehoboth Beach, Delaware | 38.7155 | -75.0818 | 100
495 | Region 2 | New Jersey | Rockaway Valley RSA | 340821-07 | Loan | Not Applicable | Amendment | 2017-09-08 | 7409900 | 2022-12-22 | 7216558 | No | No | 0 | Rockaway Valley Regional Sewerage Authority | Contract 40 - Final Clarifier Repair Project | The project consists of the replacement in-kind of the four final clarifiers at the RVRSA Wastewater Treatment Plant (WWTP), which will include replacing deteriorated equipment and systems that are nearly 30 years old and replacement of the existing Motor Control Center 12 (MCC 12) that provides power to the existing final clarifiers. The project work includes replacement of the existing sludge collector mechanisms, including modifications to the center well for improved flocculation, replacement of electrical components of the sludge collection equipment, sealing the corners of the existing final clarifier tanks with cement (to better accommodate the circular collector mechanisms/skimmers), replacement of weirs and baffles, replacement of a walkway, ladder replacement and upgrade, replacement of various valves, and the addition of density current baffles. Existing clarifiers are square in shape, but will be converted internally into a circular shape by sealing off the corners of the clarifiers. The purpose of modifying the final clarifiers is to prevent sludge from collecting at the corners of the clarifiers, outside of the reach of the skimmer arms (circular collector mechanisms). | 76274 | 2017-07-19 | 2019-07-15 | 1956 | 0 | 0 | 0 | 0 | 0 | 7216558 | 0 | 0 | 0 | 0 | 0 | 0 | 0 | 0 | 0 | 0 | 0 | 0 | 0 | 0 | 0 | 0 | 7216558 | Rockaway Valley, New Jersey | 40.9281 | -74.4446 | 100
496 | Region 2 | New Jersey | Newark City | 340815-22 | Loan | Not Applicable | Amendment | 2017-08-30 | 5292077 | 2021-03-21 | 5500734 | No | Yes | 2646039 |  | . | The proposed construction will include the installation of approximately 400 linear feet (LF) of 60-inch high by 108-inch wide precast concrete box culvert, construction of a 46-foot long by 21-foot wide by 16-foot high in-line floatables collection system, construction of a 50-foot long by 1 foot wide by 24-foot high headwall with a tide gate, construction of a 25-foot wide by 45-foot long by 1.5-foot high stone scour pad, modifications to the existing Queen Ditch Diversion Structure, dredging/excavation of approximately 3,710 cubic yards (6 feet) of sediment within approximately 400 linear feet of the existing Queen Ditch to its original depth, replacement of the existing chain-link fence (530 LF) and project related construction work. The box culvert will be constructed in an easement through properties owned by International Way, LLC, and Hartz Mountain. Approximately 240 LF of piping will be constructed through an easement within the International Way, LLC, parking lot and 160 LF of piping will be installed within a paved easement through the Hartz Mountain property. There may be abandoned railroad tracks that were originally a railroad spur located at the head of Queen Ditch. If any of the railroad tracks still exist in the project location, they will be removed and disposed of in accordance with the design specifications approved by the NJDEP. | 288000 | 2017-05-08 |  | 1959 | 0 | 5500734 | 0 | 0 | 0 | 0 | 0 | 0 | 0 | 0 | 0 | 0 | 0 | 0 | 0 | 0 | 0 | 0 | 0 | 0 | 0 | 0 | 5500734 | Newark City | 40.7621 | -74.1707 | 100
497 | Region 2 | New Jersey | North Bergen MUA | 340652-14 CSO | Loan | Not Applicable | Amendment | 2017-08-29 | 19695440 | 2021-06-11 | 23226258 | No | Yes | 5000000 | Woodcliff Wastewater Treatment Facility | Woodcliff Wastewater Treatment Facility Upgrades | The North Bergen Municipal Utilities Authority (NBMUA) proposes the following upgrades and replacement at the Woodcliff Wastewater Treatment Plant (WWTP): replace the lamella-type secondary clarifiers with a membrane microfiltration system, upgrades to the existing facility electrical service and upgrades to the existing auxiliary power system to accommodate the proposed membrane microfiltration system, replace existing drives and columns in the two primary clarifiers, repair the leaking sludge storage tank and installation of a new mixing system, rehab of the thickening facilities, replace Sodium Bisulfite Dechlorination systems and controls, and upgrades to existing Service Water System. The overall project consists of one (1) building contract. Zero (0) contracts have previously received authorization to award. This exhibit pertains to contract 1 of 1 | 24081 | 2017-08-03 |  | 1973 | 0 | 0 | 0 | 0 | 0 | 23226258 | 0 | 0 | 0 | 0 | 0 | 0 | 0 | 0 | 0 | 0 | 0 | 0 | 0 | 0 | 0 | 0 | 23226258 | North Bergen, New Jersey | 40.7935 | -74.0233 | 100
498 | Region 3 | Pennsylvania | Capital Region Water | 71422 | Loan | Not Applicable | Final Agreement | 2017-08-22 | 3577394 | 2019-07-29 | 3511761.24 | No | No | 0 | Capital Region Water | Capital Region Water | The Sewer system, owned and operated by Capital Region Water, is the collective sum of the wastewater and storm water systems. The wastewater system is comprised of (a) the collection system portion of the Sewer system, which includes a separate sanitary sewer system as well as a combined storm water and sanitary sewer system, and (b) a conveyance system and treatment system including the Advanced Wastewater Treatment Facility (AWTF). This system has the capacity to treat 45 million gallons per day. The collection system provides service to primarily City of Harrisburg retail customers while the Conveyance and Treatment System provides wastewater conveyance and treatment services to City of Harrisburg retail customers as well as Lower Paxton Township, Susquehanna Township, Swatara Township, Paxtang Borough, Penbrook Borough and Steelton Borough, on a wholesale basis. The system serves a population of approximately 158,000 Dauphin County residents. | 16896 | 2017-09-28 | 2019-08-01 | 1974 | 0 | 0 | 0 | 0 | 0 | 3511761.24 | 0 | 0 | 0 | 0 | 0 | 0 | 0 | 0 | 0 | 0 | 0 | 0 | 0 | 0 | 0 | 0 | 3511761.24 | Harrisburg, Pennsylvania | 40.2596 | -76.8819 | 100
499 | Region 3 | Pennsylvania | New Castle Sanitation Authority | 71424 | Loan | Not Applicable | Final Agreement | 2017-08-22 | 11000000 | 2020-03-30 | 10999542.83 | No | No | 0 | New Castle Sanitation Authority | New Castle Sanitation Authority | The New Castle Sanitation Authority Wastewater Treatment Plant (WWTP) is located at 512 Montgomery Avenue, Lawrence County, Pennsylvania. The plant is designed to treat an average daily wastewater flow of 17 million gallons per day. This system serves existing customers in the municipalities that currently discharge sanitary sewage to the New Castle Sanitation Authority WWTP: City of New Castle, Shenango Township, Union Township, Hickory Township, South New Castle Borough, North Beaver Borough, Taylor Township and Neshannock Township. | 12065 | 2017-09-05 | 2020-03-01 | 1975 | 0 | 0 | 0 | 0 | 0 | 10999542.83 | 0 | 0 | 0 | 0 | 0 | 0 | 0 | 0 | 0 | 0 | 0 | 0 | 0 | 0 | 0 | 0 | 10999542.83 | New Castle, Pennsylvania | 41.0036 | -80.3444 | 100
500 | Region 2 | New Jersey | Little Egg Harbor MUA | 340579-02 | Loan | Not Applicable | Amendment | 2017-08-16 | 2904096 | 2021-03-21 | 2449083 | No | No | 0 | Little Egg Harbor Sewer System | Twin Lakes Boulevard Sewer Main Replacement Proieci | The scope of work for this project includes the replacement of the existing deteriorated sanitary sewer main along Twin Lakes Boulevard, and a small section in Lake Champlain Drive, between Twin Lakes Boulevard and Mathistown Road. Originally, the proposed work included the installation of approximately 6,300 LF of new 8-inch diameter PVC sanitary sewer main, approximately 4,725 LF of new 12-inch diameter PVC sanitary sewer main, 30 LF of new 18-inch diameter PVC sanitary sewer main, approximately 745 LF of new 6-inch diameter ductile iron sanitary sewer force main pipe, 200 lateral sanitary sewer connections, 41 sanitary sewer manholes, the installation of proper pipe bedding to resist future storm conditions, and the restoration of paved areas. Little Egg Harbor Municipal Utilities Authority (LEHMUA) now proposes to include approximately 60 LF of additional sewer piping that will run perpendicular to the proposed new sanitary sewer main in Twin Lakes Boulevard and Lake Champlain Drive. Each of the new sewer pipes will extend from the sewer mains approximately 60 LF down each of the following side streets: Columbia Road, East Schuylkill Road, West Schuylkill Road, East Hudson Drive, West Hudson Drive, East Navasink Drive, West Navasink Drive, East Shrewsbury Drive, West Shrewsbury Drive, East Raritan Drive, West Raritan Drive, East Susquehanna Drive, West Susquehanna Drive, East Potomac Drive, West Potomac Drive, East Mohawk Drive, West Mohawk Drive, East Delaware Drive, West Delaware Drive, East Mullica Road, West Mullica Road, East Thames Road, West Thames Road, Lake Singleton Court, Cranberry Lake Drive, West Calabreeze Way, Mountain Lake Road, National Union Boulevard, Cayuga Lake Drive, Seneca Lake Drive, Candle Lake Drive, Lake Winnepesaukee Drive, and Lake Placid Drive. The proposed changes to the sanitary sewer main scope of work include the installation of approximately 38 additional new manholes, 33 new 8-inch to 18-inch Hymax couplings, approximately 2,700 LF of additional new 8-inch diameter PVC sanitary sewer mains, approximately 1,170 LF of additional new 18-inch diameter PVC sanitary sewer mains, and all associated fittings and appurtenances. The new 18-inch diameter PVC sanitary sewer main mentioned above will replace approximately 930 LF of existing 12-inch diameter PVC piping along Twin Lakes Boulevard between Cranberry Lake Drive and West Calabreeze Way. In addition, a new lateral sanitary sewer service connection at Block 325.102, Lot 1, will be constructed so that it runs perpendicular to the proposed sanitary sewer main on Twin Lakes Boulevard. The existing sanitary sewer service lateral that connects with Block 325.102, Lot 1, is located off-road and connects to the existing sanitary sewer manhole at Twin Lakes Boulevard and West Navasink Drive. Since there is no current easement for this existing sanitary sewer service lateral, the LEHMUA proposes to change the location of this sanitary sewer lateral with the installation of a new perpendicular sanitary sewer service lateral where no easement is required. | 3147 | 2017-05-08 |  | 1976 | 0 | 0 | 0 | 0 | 0 | 0 | 2449083 | 0 | 0 | 0 | 0 | 0 | 0 | 0 | 0 | 0 | 0 | 0 | 0 | 0 | 0 | 0 | 2449083 | Little Egg Harbor, New Jersey | 39.5803 | -74.3606 | 100
501 | Region 3 | Pennsylvania | Lower Burrell | 75320 | Loan | Not Applicable | Final Agreement | 2017-08-15 | 2273281 | 2020-04-26 | 1944167.48 | Yes | No | 0 | Municipal Authority of the City of Lower Burrell, Westmoreland County, PA | Municipal Authority of the City of Lower Burrell, Westmoreland County, PA | 1) Who owns and operates the current system: The Lower Burrell Municipal Authority Operates the system through lease agreement with the City of Lower Burrell. 2) Approximate size of the current system: 11.8 square miles consisting of approximately 370,249 linear feet of sewer 3) Which municipalities are served by the current system: The system operated by the Lower Burrell Municipal Authority serves Lower Burrell and a small portion of New Kensington. The Lower Burrell system conveys flow to the Municipal Sanitary Authority of the city of New Kensington's wastewater treatment plant. This plant receives flows Lower Burrell, New Kensington, Arnold and Plum. 4) Population served by the current system: 11,761 | 4602 | 2017-08-16 | 2020-05-01 | 1977 | 0 | 0 | 0 | 0 | 0 | 1944167.48 | 0 | 0 | 0 | 0 | 0 | 0 | 0 | 0 | 0 | 0 | 0 | 0 | 0 | 0 | 0 | 0 | 1944167.48 | Lower Burrell, Pennsylvania | 40.5856 | -79.7104 | 100
502 | Region 3 | Pennsylvania | Western Westmoreland MA | 71425 | Loan | Not Applicable | Final Agreement | 2017-07-26 | 14177020 | 2021-02-25 | 11887166.42 | No | No | 0 | Western Westmoreland Municipal Authority | Western Westmoreland Municipal Authority | The project will construct approximately 21,030 feet of interceptor sewers and 86 manholes to replace and increase capacity of the existing interceptor to correct wet weather sewage overflows. It is Phase II of a three phase project. This project will serve 13,277 residential customers through bulk agreements with six member municipalities (Boroughs of Irwin, Manor, and North Irwin, and portions of the Townships of North Huntingdon, Penn, and Hempfield) with a served population of approximately 32,000, as WWMA is a regional treatment entity. The population impacted by this project has a household median income above the state median household income level. The communities served by this regional treatment plant have a median household income above the statewide average. This is an existing system and bulk user fees may be expected to increase. | 13277 | 2017-09-19 | 2021-03-01 | 1985 | 0 | 0 | 0 | 0 | 0 | 11887166.42 | 0 | 0 | 0 | 0 | 0 | 0 | 0 | 0 | 0 | 0 | 0 | 0 | 0 | 0 | 0 | 0 | 11887166.42 | 12441 PA-993, Ardara, Pennsylvania, 15615 | 40.3533 | -79.733 | 100
503 | Region 3 | Delaware | Wilmington, City of | CW-2013-002 | Loan | Not Applicable | Initial Agreement | 2017-07-19 | 3490752.85 | 2017-07-19 | 3490752.85 | No | No | 0 |  | South Wilmington Wetland Restoration and Conservation Project | The South Wilmington Wetland Restoration and Conservation Project ("SWWRCP") was conceived and developed in cooperation with DNREC and the surrounding community as part of the 2005 South Wilmington Area Management Plan. The concept of the SWWRCP was later integrated into the City's South Walnut Urban Renewal Plan, a comprehensive land use and planning document for South Wilmington that was formally adopted by Wilmington City Council in 2009. The project represents a unique opportunity to accomplish land conservation, improve water quality in the Christina River, reduce flooding in the Southbridge community, and create additional recreational opportunities for City residents and visitors. The SWWRCP will result in 22-acres of permanently preserved open space with the City of Wilmington "O" zoning and the requisite State of Delaware LCL easements. | 71442 | 2017-07-01 |  | 1990 | 0 | 0 | 0 | 0 | 0 | 0 | 0 | 0 | 0 | 0 | 0 | 0 | 0 | 0 | 3490752.85 | 0 | 0 | 0 | 0 | 0 | 0 | 3490752.85 | 0 | Wilmington, Delaware | 39.7444 | -75.5451 | 100 | Yes
504 | Region 3 | Pennsylvania | Greene Township | 75319 | Loan | Not Applicable | Final Agreement | 2017-07-05 | 3114552 | 2019-12-30 | 3111045.64 | Yes | No | 0 |  |  | The current wastewater system, which will be eliminated in this Phase II, consists of a gravity collection and conveyance system to a lagoon treatment system with a discharge to Four Mile Creek that serves 48 customers. | 421 |  | 2020-01-01 | 1996 | 0 | 0 | 0 | 0 | 0 | 3111045.64 | 0 | 0 | 0 | 0 | 0 | 0 | 0 | 0 | 0 | 0 | 0 | 0 | 0 | 0 | 0 | 0 | 3111045.64 | Greene Township, Pennsylvania | 40.5951 | -80.472 | 100